## Mon- Electrical-Wires
SKU | Cat egory | Sub-Category | Rate (A) | Present Stock (B) | Present Stock Value (C=A*B) | Pending Delivery (D) | Min Stock (E) | New Orders Qty (F) | Details of New Orders | Shortfall in Stock (G=B+D-E-F) | Recommended Order Quantity (H) | Order Value (I=H*A)
ELEC4050-Electrical-Aluminium Service wire-6sqmmX2core-90mtrs--Bundles | Electrical | Aluminium Service wire | 2150 | 12 | 25800 |  | 15 |  |  | -3 | 3 | 6450
ELEC8024-Electrical-Al service wire-2 mm-South Kimg-90mtrs-Bundles | Electrical | Aluminium Service wire | 1560 | 17 | 26520 |  | 15 |  |  | 2 | 0 | 0
ELEC1811-Electrical-Copper Wire-Red Color-Gloster-1SqmmX90mtrs-Bundles | Electrical | Copper Wire | 975 | 21 | 20475 |  | 30 |  |  | -9 | 9 | 8775
ELEC6829-Electrical-Copper Wire-Black Color-Gloster-1SqmmX90mtrs-Bundles | Electrical | Copper Wire | 975 | 29 | 28275 |  | 30 |  |  | -1 | 1 | 975
ELEC7370-Electrical-Copper Wire-Black Color-Gloster-4SqmmX90mtrs-Bundles | Electrical | Copper Wire | 3460.6 | 30 | 103818 |  | 30 |  |  | 0 | 0 | 0
ELEC7702-Electrical-Copper Wire-Blue Color-Gloster-4SqmmX90mtrs-Bundles | Electrical | Copper Wire | 3460.6 | 25 | 86515 |  | 30 |  |  | -5 | 5 | 17303
ELEC7754-Electrical-Copper Wire-Yellow color-Gloster-2.5SqmmX90mtrs-Bundles | Electrical | Copper Wire | 2254.2 | 29 | 65371.8 |  | 30 |  |  | -1 | 1 | 2254.2
ELEC8650-Electrical-Copper Wire-Black Color-Gloster-2.5SqmmX90mtrs-Bundles | Electrical | Copper Wire | 2254.2 | 28 | 63117.6 |  | 30 |  |  | -2 | 2 | 4508.4
ELEC9448-Electrical-Copper Wire-Yellow color-Gloster-1SqmmX90mtrs-Bundles | Electrical | Copper Wire | 975 | 32 | 31200 |  | 30 |  |  | 2 | 0 | 0
ELEC9836-Electrical-Copper Wire-Green Color-Gloster-1SqmmX90mtrs-Bundles | Electrical | Copper Wire | 975 | 19 | 18525 |  | 20 |  |  | -1 | 1 | 975
ELEC9975-Electrical-Copper Wire-Green Color-Gloster-2.5SqmmX90mtrs-Bundles | Electrical | Copper Wire | 2254.2 | 25 | 56355 |  | 20 |  |  | 5 | 0 | 0
ELEC1501-Electrical-Spring wire---30mtrs bundle -Bundles | Electrical | Spring wire | 440 | 12 | 5280 |  | 10 |  |  | 2 | 0 | 0
ELEC1684-Electrical-Telephone wire-2 Pair-90mtrs-Nos. | Electrical | Telephone wire | 1050 | 52 | 54600 |  | 10 |  |  | 42 | 0 | 0
ELEC4914-Electrical-Copper Wire-Red color-2.5SqmmX90mtrs-Bundles | Electrical | Copper wire | 2184 | 10 | 21840 |  | 8 |  |  | 2 | 0 | 0
ELEC7242-Electrical-Copper Wire-Red color-4SqmmX90mtrs-Bundles | Electrical | Copper wire | 3357 | 9 | 30213 |  | 6 |  |  | 3 | 0 | 0
ELEC4840-Electrical-GI earthing wire--8 guage-Kgs | Electrical | Electrical | 105.02 | 50 | 5251 |  | 100 |  |  | -50 | 50 | 5251
[5 empty] | 643156.4 | [6 empty] | 46491.6

## Mon- Electrical-Switches
SKU | Cat egory | Sub-Category | Rate (A) | Present Stock (B) | Present Stock Value (C=A*B) | Pending Delivery (D) | Min Stock (E) | New Orders Qty (F) | Details of New Orders | Shortfall in Stock (G=B+D-E-F) | Recommended Order Quantity (H) | Order Value (I=H*A)
ELEC9494-Electrical-Change Over Switch Manual-2 Pole -25 amps-Nos. | Electrical | Change Over Switch Manual | 936 | 6 | 5616 |  | 5 |  |  | 1 | 0 | 0
ELEC3129-Electrical-Switch-One Way-6A-Nos. | Electrical | Switch | 37.5 | 1106 | 41475 |  | 1000 |  |  | 106 | 0 | 0
ELEC5426-Electrical-Switch-One Way-16A-Nos. | Electrical | Switch | 61.5 | 146 | 8979 |  | 200 |  |  | -54 | 54 | 3321
ELEC4577-Electrical-Switch Blank Plate--Misc-Nos. | Electrical | Switch Blank Plate | 13.5 | 7119 | 96106.5 |  | 2500 |  |  | 4619 | 0 | 0
ELEC3597-Electrical-Socket-Round pins-16A -Nos. | Electrical | Socket | 97.5 | 210 | 20475 |  | 200 |  |  | 10 | 0 | 0
ELEC8034-Electrical-Socket-Power-6A 3 Pin-Nos. | Electrical | Socket | 61.5 | 1781 | 109531.5 |  | 1000 |  |  | 781 | 0 | 0
ELEC9184-Electrical-Telephone Socket-with Single Shutter RJ11--Nos. | Electrical | Telephone Socket | 51 | 214 | 10914 |  | 100 |  |  | 114 | 0 | 0
ELEC4063-Electrical-TV Socket-Co-Axial-1 Point-Nos. | Electrical | TV Socket | 55.5 | 212 | 11766 |  | 100 |  |  | 112 | 0 | 0
ELEC2020-Electrical-MCB--06 amps-Nos. | Electrical | MCB | 105 | 200 | 21000 |  | 144 |  |  | 56 | 0 | 0
ELEC4199-Electrical-MCB--10 amps-Nos. | Electrical | MCB | 105 | 137 | 14385 |  | 144 |  |  | -7 | 7 | 735
ELEC7266-Electrical-MCB--16 amps-Nos. | Electrical | MCB | 105 | 160 | 16800 |  | 144 |  |  | 16 | 0 | 0
ELEC8527-Electrical-MCB Dummies-PVC-Misc-Nos. | Electrical | MCB Dummies | 5 | 454 | 2270 |  | 100 |  |  | 354 | 0 | 0
ELEC3327-Electrical-MCB--2 pole-16Amps-Nos. | Electrical | MCB 2pole-16 amps | 420 | 9 | 3780 |  | 12 |  |  | -3 | 3 | 1260
ELEC7709-Electrical-MCB-2 Pole-10amps-Nos. | Electrical | MCB 2pole-10 amps | 420 | 12 | 5040 |  | 12 |  |  | 0 | 0 | 0
ELEC8623-Electrical-MCB-2 Pole-6amps-Nos. | Electrical | MCB 2pole-6 amps | 420 | 14 | 5880 |  | 12 |  |  | 2 | 0 | 0
ELEC1888-Electrical-MCB-4 pole-32A-Nos. | Electrical | MCB 4pole-32 amps | 750 | 5 | 3750 |  | 5 |  |  | 0 | 0 | 0
ELEC9175-Electrical-DB TPN-3 Phase-6Way-Nos. | Electrical | DB TPN | 2824.7 | 14 | 39545.8 |  | 15 |  |  | -1 | 1 | 2824.7
ELEC9595-Electrical-DB TPN-3 Phase--4Way-Nos | Electrical | DB TPN | 2267.75 | 18 | 40819.5 |  | 15 |  |  | 3 | 0 | 0
[5 empty] | 458133.3 | [6 empty] | 8140.7

## Mon-Electrical-Conducting
SKU | Cat egory | Sub-Category | Rate (A) | Present Stock (B) | Present Stock Value (C=A*B) | Pending Delivery (D) | Min Stock (E) | New Orders Qty (F) | Details of New Orders | Shortfall in Stock (G=B+D-E-F) | Recommended Order Quantity (H) | Order Value (I=H*A)
ELEC4220-Electrical-Conducting Pipe-PVC-25X1.2mm-Nos. | Electrical | Conducting Pipe | 56 | 695 | 38920 |  | 500 |  |  | 195 | 0 | 0
ELEC3082-Electrical-Conducting Pipe-PVC-25x1.5mm-Nos | Electrical | Conducting Pipe | 71 | 1042 | 73982 |  | 500 |  |  | 542 | 0 | 0
ELEC3590-Electrical-Conducting Bends-PVC-25X1.5mm-Nos. | Electrical | Conducting Bends | 8.1 | 1964 | 15908.4 |  | 1000 |  |  | 964 | 0 | 0
ELEC9531-Electrical-3 pin plug-Conducting Bends-25X1.2mm-Nos. | Electrical | Conducting bend 25x1.2mm | 7 | 247 | 1729 |  | 300 |  |  | -53 | 53 | 371
ELEC2354-Electrical-Metal Box--8Way-Nos. | Electrical | Metal Box | 61 | 75 | 4575 |  | 80 |  |  | -5 | 5 | 305
ELEC6859-Electrical-Metal Box---2Way-Nos | Electrical | Metal Box | 26 | 524 | 13624 |  | 100 |  |  | 424 | 0 | 0
ELEC8980-Electrical-Metal Box--6Way-Nos. | Electrical | Metal Box | 47 | 1147 | 53909 |  | 400 |  |  | 747 | 0 | 0
ELEC6126-Electrical-Junction box-PVC-25mm-Nos. | Electrical | Junction box | 22 | 1183 | 26026 |  | 400 |  |  | 783 | 0 | 0
ELEC3046-Electrical-Deep box-PVC-25mm-Nos. | Electrical | Deep box | 28 | 633 | 17724 |  | 500 |  |  | 133 | 0 | 0
ELEC2741-Electrical-Fan box-PVC-25mm-Nos. | Electrical | Fan box | 72 | 240 | 17280 |  | 100 |  |  | 140 | 0 | 0
ELEC8527-Electrical-MCB Dummies-PVC-Misc-Nos. | Electrical | MCB Dummies | 5 | 454 | 2270 |  | 100 |  |  | 354 | 0 | 0
ELEC5228-Electrical-Round covers-PVC-75mm-Nos. | Electrical | Round covers | 6 | 236 | 1416 |  | 300 |  |  | -64 | 64 | 384
ELEC8378-Electrical-Round covers-PVC-150mm-Nos. | Electrical | Round covers | 13 | 227 | 2951 |  | 200 |  |  | 27 | 0 | 0
ELEC4960-Electrical-PVC strip connectors-32 amps-Nos. | Electrical | PVC Strip connectors | 40 | 28 | 1120 |  | 30 |  |  | -2 | 2 | 80
ELEC8140-Electrical-PVC Surface Box--2Module-Nos. | Electrical | Surface box | 45 | 12 | 540 |  | 10 |  |  | 2 | 0 | 0
ELEC3223-Electrical-PVC Surface Box--4Module-Nos. | Electrical | Surface box | 60 | 25 | 1500 |  | 10 |  |  | 15 | 0 | 0
ELEC7507-Electrical-PVC Surface Box--6Module-Nos. | Electrical | Surface box | 75 | 14 | 1050 |  | 10 |  |  | 4 | 0 | 0
[5 empty] | 274524.4 | [6 empty] | 1140

## Mon- Electrical-Earthing
SKU | Cat egory | Sub-Category | Rate (A) | Present Stock (B) | Present Stock Value (C=A*B) | Pending Delivery (D) | Min Stock (E) | New Orders Qty (F) | Details of New Orders | Shortfall in Stock (G=B+D-E-F) | Recommended Order Quantity (H) | Order Value (I=H*A)
ELEC3007-Electrical-CI-Electrode-75X1800mm-Nos. | Electrical | CI | 1375 | 6 | 8250 |  | 10 |  |  | -4 | 4 | 5500
ELEC5968-Electrical-CI-Electrode-50X1800mm-Nos. | Electrical | CI | 980 | 19 | 18620 |  | 0 |  |  | 19 | 0 | 0
ELEC8804-Electrical-CI-Electrode-100X2750mm-Nos. | Electrical | CI | 2900 | 9 | 26100 |  | 10 |  |  | -1 | 1 | 2900
ELEC5240-Electrical-Bentonite Powder--25Kgs-Nos. | Electrical | Bentonite Powder | 140 | 10 | 1400 |  | 10 |  |  | 0 | 0 | 0
ELEC1980-Electrical-Co Polymer earth pit cover--250X250mm-Nos. | Electrical | Co Polymer earth pit cover | 683 | 21 | 14343 |  | 20 |  |  | 1 | 0 | 0
ELEC5720-Electrical-GI Flat--50x6mm-Kgs | Electrical | GI Flat | 86.51 | 0 | 0 |  | 150 |  |  | -150 | 150 | 12976.5
ELEC5795-Electrical-GI Flat--25x6mm-Kgs | Electrical | GI Flat | 88.66 | 0 | 0 |  | 150 |  |  | -150 | 150 | 13299
ELEC3066-Electrical-GI Flat--50x3Tmm-Kgs | Electrical | GI Flat | 76.2 | 0 | 0 |  | 150 |  |  | -150 | 150 | 11430
ELEC9995-Electrical-GI Flat--25X3Tmm-Kgs | Electrical | GI Flat | 71.25 | 16 | 1140 |  | 20 |  |  | -4 | 4 | 285
ELEC1723-Electrical-Aluminium Strips--25x6mm-kgs | Electrical | Al strip | 443 | 0 | 0 |  | 20 |  |  | -20 | 20 | 8860
ELEC2470-Electrical-Copper Flat--75X10Tmm-Kgs | Electrical | Copper Flat | 1050 | 0 | 0 |  | 10 |  |  | -10 | 10 | 10500
ELEC4393-Electrical-Copper Flat--100X6mm-Kgs | Electrical | Copper Flat | 1050 | 0 | 0 |  | 10 |  |  | -10 | 10 | 10500
ELEC6880-Electrical-CopperFlat--32X6mm-Kgs | Electrical | Copper Flat | 1010 | 0 | 0 |  | 10 |  |  | -10 | 10 | 10100
ELEC6985-Electrical-Copper Flat--50X6mm-Kgs | Electrical | Copper Flat | 1010 | 0 | 0 |  | 10 |  |  | -10 | 10 | 10100
ELEC6783-Electrical-Aluminium Strips--50X6mm-Kgs | Electrical | Al strip | 336 | 0 | 0 |  | 20 |  |  | -20 | 20 | 6720
[5 empty] | 69853 | [6 empty] | 103170.5

## Mon-Electrical-Lights
SKU | Cat egory | Sub-Category | Rate (A) | Present Stock (B) | Present Stock Value (C=A*B) | Pending Delivery (D) | Min Stock (E) | New Orders Qty (F) | Details of New Orders | Shortfall in Stock (G=B+D-E-F) | Recommended Order Quantity (H) | Order Value (I=H*A)
ELEC3955-Electrical-Ceiling Light-Type 5-Misc-Nos. | Electrical | Ceiling Light | 750 | 7 | 5250 |  | 5 |  |  | 2 | 0 | 0
ELEC4254-Electrical-False Ceiling Down Lighter-6500K-5W-Nos. | Electrical | False Ceiling Down Lighter | 370 | 10 | 3700 |  | 5 |  |  | 5 | 0 | 0
ELEC9969-Electrical-False Ceiling Down Lighter-6500K-8W-Nos. | Electrical | False Ceiling Down Lighter | 500 | 4 | 2000 |  | 5 |  |  | -1 | 1 | 500
ELEC6666-Electrical-LED Flood Light-6500K Wipro D913065-30W-Nos. | Electrical | LED Flood Light | 1200 | 6 | 7200 |  | 5 |  |  | 1 | 0 | 0
ELEC7051-Electrical-LED Flood Light-6500K Wipro D915065-50W-Nos. | Electrical | LED Flood Light | 1360 | 10 | 13600 |  | 5 |  |  | 5 | 0 | 0
ELEC3513-Electrical-LED Square Surface Light--6W-Nos. | Electrical | LED Square Surface Light | 490 | 4 | 1960 |  | 5 |  |  | -1 | 1 | 490
ELEC9828-Electrical-LED Square Surface Light-6500K-Wipro D651265-12W-Nos | Electrical | LED Square Surface Light | 670 | 6 | 4020 |  | 5 |  |  | 1 | 0 | 0
ELEC4356-Electrical-LED Street Light-5700K-25W-Nos. | Electrical | LED Street Light | 1450 | 7 | 10150 |  | 5 |  |  | 2 | 0 | 0
ELEC9346-Electrical-LED Street Light-5700K-35W-Nos. | Electrical | LED Street Light | 2050 | 9 | 18450 |  | 4 |  |  | 5 | 0 | 0
ELEC4444-Electrical-LED Street Light-5700K-45W-Nos. | Electrical | LED Street Light | 2550 | 7 | 17850 |  | 5 |  |  | 2 | 0 | 0
ELEC1988-Electrical-LED Tube Light-6500K-1200mmX20W-Nos. | Electrical | LED Tube Light | 162 | 19 | 3078 |  | 30 |  |  | -11 | 11 | 1782
ELEC3452-Electrical-LED Tube Light-6500K-600mmX10W-Nos. | Electrical | LED Tube Light | 155 | 28 | 4340 |  | 10 |  |  | 18 | 0 | 0
ELEC5086-Electrical-LED Tube Light-6500K-300mmX5W-Nos. | Electrical | LED Tube Light | 200 | 33 | 6600 |  | 10 |  |  | 23 | 0 | 0
ELEC7697-Electrical-Light above main door-Type 3-Misc-Nos | Electrical | Light | 750 | 12 | 9000 |  | 10 |  |  | 2 | 0 | 0
ELEC3978-Electrical-Wall Light-Type 9-Misc-Nos. | Electrical | Wall Light | 850 | 10 | 8500 |  | 5 |  |  | 5 | 0 | 0
ELEC5858-Electrical-Wall Light-Type 10-Misc-Nos. | Electrical | Wall Light | 850 | 10 | 8500 |  | 5 |  |  | 5 | 0 | 0
ELEC6491-Electrical-Wall Light-Type 13-Misc-Nos. | Electrical | Wall Light | 700 | 15 | 10500 |  | 5 |  |  | 10 | 0 | 0
ELEC2493-Electrical-Wall Light-Type 7-Misc-Nos. | Electrical | Wall Light | 750 | 24 | 18000 |  | 5 |  |  | 19 | 0 | 0
ELEC6701-Electrical-Wall Light-Type 6-Misc-Nos. | Electrical | Wall Light | 750 | 22 | 16500 |  | 5 |  |  | 17 | 0 | 0
ELEC2844-Electrical-Wall Light-Type 8-Misc-Nos. | Electrical | Wall Light | 850 | 10 | 8500 |  | 5 |  |  | 5 | 0 | 0
ELEC3686-Electrical-Gate Light--Misc-Nos. | Electrical | Gate Light | 675 | 28 | 18900 |  | 10 |  |  | 18 | 0 | 0
ELEC2634-Electrical-Hanging light-Type 4--Nos. | Electrical | Hanging Light | 700 | 22 | 15400 |  | 5 |  |  | 17 | 0 | 0
ElEC9722-Electrical-Bulkhead LED Light--10w-Nos. | Electrical | Bulkhead LED Light | 560 | 12 | 6720 |  | 12 |  |  | 0 | 0 | 0
ELEC3191-Electrical-LED Tube Light-6500k-36W-Nos. | Electrical | LED Tube light | 390 | 4 | 1560 |  | 10 |  |  | -6 | 6 | 2340
ELEC2611-Electrical-LED Flood Light-6500K Wipro D910065-100W-Nos. | Electrical | Flood Light 100W | 2375 | 4 | 9500 |  | 4 |  |  | 0 | 0 | 0
ELEC5035-Electrical-LED Bulb-6500K-9W-Nos. | Electrical | LED Bulb | 60 | 7 | 420 |  | 5 |  |  | 2 | 0 | 0
[5 empty] | 230198 | [6 empty] | 5112

## Mon-Electrical-Cable trays
SKU | Cat egory | Sub-Category | Rate (A) | Present Stock (B) | Present Stock Value (C=A*B) | Pending Delivery (D) | Min Stock (E) | New Orders Qty (F) | Details of New Orders | Shortfall in Stock (G=B+D-E-F) | Recommended Order Quantity (H) | Order Value (I=H*A)
ELEC6789-Electrical-Cable Tray--300WX2500LX100Hmm-Nos. | Electrical | Cable tray | 1437.5 | 20 | 28750 |  | 15 |  |  | 5 | 0 | 0
ELEC7983-Electrical-Cable Tray--150Wx2500Lx50Hmm-Nos. | Electrical | Cable tray | 1650 | 0 | 0 |  | 10 |  |  | -10 | 10 | 16500
ELEC6976-Electrical-Cable Tray--500WX2500LX50Hmm-Nos. | Electrical | Cable tray | 1387.5 | 0 | 0 |  | 10 |  |  | -10 | 10 | 13875
ELEC4786-Electrical-Cable Tray--1100WX2500LX50Hmm-Nos. | Electrical | Cable tray | 2188 | 0 | 0 |  | 5 |  |  | -5 | 5 | 10940
ELEC6889-Electrical-Cable Tray--100WX2500LX50Hmm-Nos. | Electrical | Cable tray | 1650 | 0 | 0 |  | 10 |  |  | -10 | 10 | 16500
ELEC1723-Electrical-Cable Tray--50WX2500LX50Hmm-Nos. | Electrical | Cable tray | 1500 | 0 | 0 |  | 5 |  |  | -5 | 5 | 7500
HARD9620-Hardware-GI Threaded Rod--8mmX2000mm-Nos. | Hardware | GI Thread rod | 67 | 140 | 9380 |  | 25 |  |  | 115 | 0 | 0
HARD2027-Hardware-GI Threaded Rod--10mmX2000mm-Nos. | Hardware | GI Thread rod | 90 | 105 | 9450 |  | 25 |  |  | 80 | 0 | 0
HARD2051-Hardware-GI Thread Rod--10DmmX1200Lmm-Nos. | Hardware | GI Thread rod | 70 | 46 | 3220 |  | 50 |  |  | -4 | 4 | 280
HARD2902-Hardware-GI U Clamp+Nut+Washer--100x8mm-Nos. | Hardware | GI Uclamp+nut+washer | 28 | 253 | 7084 |  | 100 |  |  | 153 | 0 | 0
HARD8116-Hardware-GI U Clamp+Nut+Washer--75x8mm-Nos. | Hardware | GI Uclamp+nut+washer | 20 | 95 | 1900 |  | 100 |  |  | -5 | 5 | 100
HARD4597-Hardware-GI U Clamp+Nut+Washer--50X8mm-Nos. | Hardware | GI Uclamp+nut+washer | 18 | 125 | 2250 |  | 100 |  |  | 25 | 0 | 0
HARD1570-Hardware-GI U Clamp+Nut+Washer--32x8mm-Nos. | Hardware | GI Uclamp+nut+washer | 15 | 205 | 3075 |  | 100 |  |  | 105 | 0 | 0
HARD3741-Hardware-GI U Clamp+Nut+Washer--25x8mm-Nos. | Hardware | GI Uclamp+nut+washer | 12 | 100 | 1200 |  | 100 |  |  | 0 | 0 | 0
HARD9279-Hardware-GI U Clamp+Nut+Washer--20x8mm-Nos. | Hardware | GI Uclamp+nut+washer | 10 | 70 | 700 |  | 100 |  |  | -30 | 30 | 300
HARD4494-Hardware-Channel Bracket --62.50Wx150mm-Nos. | Hardware | Channel Bracket | 40 | 80 | 3200 |  | 100 |  |  | -20 | 20 | 800
HARD8522-Hardware-Channel Bracket --62.50Wx225mm-Nos. | Hardware | Channel Bracket | 80 | 91 | 7280 |  | 100 |  |  | -9 | 9 | 720
HARD5476-Hardware-Channel Bracket --62.50Wx300mm-Nos. | Hardware | Channel Bracket | 54 | 25 | 1350 |  | 100 |  |  | -75 | 75 | 4050
HARD2229-Hardware-Channel Bracket --62.50Wx600Hmm-Nos. | Hardware | Channel Bracket | 83 | 302 | 25066 |  | 100 |  |  | 202 | 0 | 0
HARD5769-Hardware-GI Universal Clamp--80Dmm-Nos. | Hardware | Universal Clamp | 18 | 125 | 2250 |  | 100 |  |  | 25 | 0 | 0
HARD2585-Hardware-GI Universal clamp---100Dmm-Nos | Hardware | Universal Clamp | 11 | 220 | 2420 |  | 100 |  |  | 120 | 0 | 0
ELEC1501-Electrical-Cable ties-150mm-Pkts | Electrical | Cable ties | 61.36 | 0 | 0 |  | 1 |  |  | -1 | 1 | 61.36
ELEC1501-Electrical-Cable ties-300mm-Pkts | Electrical | Cable ties | 212.4 | 0 | 0 |  | 1 |  |  | -1 | 1 | 212.4
[5 empty] | 108575 | [6 empty] | 71838.76

## Mon-Electrical-Miscellaneous
SKU | Cat egory | Sub-Category | Rate (A) | Present Stock (B) | Present Stock Value (C=A*B) | Pending Delivery (D) | Min Stock (E) | New Orders Qty (F) | Details of New Orders | Shortfall in Stock (G=B+D-E-F) | Recommended Order Quantity (H) | Order Value (I=H*A)
ELEC7707-Electrical-CCTV Cameras-Wi Fi-Misc-Nos. | Electrical | CCTV Camera | 2850 | 2 | 5700 |  | 10 |  |  | -8 | 8 | 22800
ELEC4560-Electrical-ACCL Automatic-2 Pole -10 30amps-Nos. | Electrical | ACCL Automatic | 1950 | 11 | 21450 |  | 10 |  |  | 1 | 0 | 0
ELEC1243-Electrical-Change over box--2pole 25amps-Nos. | Electrical | Change over box | 744 | 5 | 3720 |  | 5 |  |  | 0 | 0 | 0
ELEC9494-Electrical-Change Over Switch Manual-2 Pole -25 amps-Nos. | Electrical | Change Over Switch Manual | 936 | 6 | 5616 |  | 5 |  |  | 1 | 0 | 0
ELEC7795-Electrical-Flexible pipe---20mm 50Mtrs-Bundles | Electrical | Flexible pipe | 250 | 7 | 1750 |  | 10 |  |  | -3 | 3 | 750
ELEC8878-Electrical-Isolater-4 Pole-40 amps-Nos. | Electrical | Isolater | 450 | 15 | 6750 |  | 20 |  |  | -5 | 5 | 2250
ELEC6799-Electrical-Thermocol sheet--600X1200X12 mm-Nos. | Electrical | Thermocol sheet | 12 | 173 | 2076 |  | 100 |  |  | 73 | 0 | 0
ELEC9835-Electrical-Timer--32amps 3pole-Nos. | Electrical | Timer | 1050 | 5 | 5250 |  | 5 |  |  | 0 | 0 | 0
ELEC2725-Electrical-Isolater--4pole 63amps-Nos. | Electrical | Isolater 4 pole-63 amps | 575 | 6 | 3450 |  | 5 |  |  | 1 | 0 | 0
ELEC4450-Electrical-Round Ceiling Diffuser--150mm-Nos. | Electrical | Electrical | 797.68 | 112 | 89340.16 |  | 15 |  |  | 97 | 0 | 0
ELEC7209-Electrical-Fiber Box--225X150X125mm-Nos | Electrical | Electrical | 442 | 0 | 0 |  | 5 |  |  | -5 | 5 | 2210
ELEC3478-Electrical-Aluminium lugs--150Sqmm-Nos. | Electrical | Electrical | 15.34 | 22 | 337.48 |  | 200 |  |  | -178 | 178 | 2730.52
ELEC2314-Electrical-Aluminium lug-Ring type-70 Sqmm-Nos | Electrical | Electrical | 9.81 | 100 | 981 |  | 200 |  |  | -100 | 100 | 981
ELEC3840-Electrical-Aluminium lugs-Ring Type-120Sqmm-Nos. | Electrical | Electrical | 11.8 | 0 | 0 |  | 200 |  |  | -200 | 200 | 2360
ELEC2222-Electrical-Aluminium lug-Ring type-25sqmm-Nos. | Electrical | Electrical | 2.45 | 270 | 661.5 |  | 200 |  |  | 70 | 0 | 0
ELEC2964-Electrical-Aluminium lug-Ring type-35 Sqmm-Nos. | Electrical | Electrical | 3.68 | 0 | 0 |  | 200 |  |  | -200 | 200 | 736
ELEC3316-Electrical-Aluminium lug-Ring type-16 Sqmm-Nos. | Electrical | Electrical | 2.36 | 0 | 0 |  | 200 |  |  | -200 | 200 | 472
ELEC1011-Electrical-Aluminium lug-Ring type-185 Sqmm-Nos. | Electrical | Electrical | 19.63 | 75 | 1472.25 |  | 200 |  |  | -125 | 125 | 2453.75
ELEC1232-Electrical-Aluminium lug-Ring type-10 Sqmm-Nos. | Electrical | Electrical | 2.45 | 0 | 0 |  | 200 |  |  | -200 | 200 | 490
ELEC2073-Electrical-Aluminium lugs-Ring Type-85sqmm-Nos. | Electrical | Electrical | 19.63 | 0 | 0 |  | 200 |  |  | -200 | 200 | 3926
ELEC9111-Electrical-Aluminium lugs-Ring type-240Sqmm-Nos. | Electrical | Electrical | 16.52 | 37 | 611.24 |  | 200 |  |  | -163 | 163 | 2692.76
ELEC1186-Electrical-Aluminium lug-Ring type-90 Sqmm-Nos. | Electrical | Electrical | 8.26 | 0 | 0 |  | 200 |  |  | -200 | 200 | 1652
ELEC3478-Electrical-Aluminium lugs--150Sqmm-Nos | Electrical | Electrical | 15.34 | 22 | 337.48 |  | 200 |  |  | -178 | 178 | 2730.52
ELEC4133-Electrical-Aluminium lugs-Ring type-95 Sqmm -Nos | Electrical | Electrical | 4.72 | 62 | 292.64 |  | 200 |  |  | -138 | 138 | 651.36
ELEC4086-Electrical-Aluminium lugs-Ring type-300Sqmm-Nos. | Electrical | Electrical | 47.2 | 15 | 708 |  | 200 |  |  | -185 | 185 | 8732
ELEC9111-Electrical-Aluminium lugs-Ring type-240Sqmm-Nos. | Electrical | Electrical | 16.52 | 37 | 611.24 |  | 200 |  |  | -163 | 163 | 2692.76
ELEC9867-Electrical-Double Compression cable glands--25mm-Nos. | Electrical | Electrical | 155.76 | 2 | 311.52 |  | 20 |  |  | -18 | 18 | 2803.68
ELEC6867-Electrical-Double Compression cable glands--45mm-Nos | Electrical | Electrical | 299.72 | 44 | 13187.68 |  | 20 |  |  | 24 | 0 | 0
ELEC3622-Electrical-Double Compression cable glands--22mm-Nos. | Electrical | Electrical | 134.99 | 22 | 2969.78 |  | 20 |  |  | 2 | 0 | 0
ELEC6284-Electrical-Double Compression cable glands--32mm-Nos | Electrical | Electrical | 271.6 | 0 | 0 |  | 20 |  |  | -20 | 20 | 5432
ELEC2290-Electrical-Double Compression cable glands--50mm-Nos. | Electrical | Electrical | 572.3 | 0 | 0 |  | 20 |  |  | -20 | 20 | 11446
ELEC4186-Electrical-Double Compression cable glands--38mm-Nos. | Electrical | Electrical | 356.36 | 0 | 0 |  | 20 |  |  | -20 | 20 | 7127.2
ELEC2353-Electrical-Double Compression cable glands--63mm-Nos | Electrical | Electrical | 475.54 | 22 | 10461.88 |  | 20 |  |  | 2 | 0 | 0
ELEC7923-Electrical-Double Compression cable glands--57mm-Nos | Electrical | Electrical | 661.95 | 0 | 0 |  | 20 |  |  | -20 | 20 | 13239
ELEC9942-Electrical-Double Compression cable glands--19mm-Nos | Electrical | Electrical | 94.4 | 0 | 0 |  | 20 |  |  | -20 | 20 | 1888
ELEC4940-Electrical-Double Compression cable glands--75mm-Nos. | Electrical | Electrical | 1010.76 | 0 | 0 |  | 20 |  |  | -20 | 20 | 20215.2
ELEC3355-Electrical-Double Compression cable glands--35mm-Nos. | Electrical | Electrical | 326.86 | 0 | 0 |  | 20 |  |  | -20 | 20 | 6537.2
ELEC2701-Electrical-Copper lug-Ring type-70sqmm-Nos. | Electrical | Electrical | 25.07 | 0 | 0 |  | 100 |  |  | -100 | 100 | 2507
ELEC7059-Electrical-Copper lugs-Ring type-6Sqmm-Nos. | Electrical | Electrical | 3.54 | 0 | 0 |  | 100 |  |  | -100 | 100 | 354
ELEC8966-Electrical-Copper lug-Pin type-4sqmm-Nos. | Electrical | Electrical | 1.77 | 100 | 177 |  | 100 |  |  | 0 | 0 | 0
ELEC2882-Electrical-Copper lug-Pin type-35 Sqmm-Nos | Electrical | Electrical | 27.14 | 0 | 0 |  | 100 |  |  | -100 | 100 | 2714
ELEC8807-Electrical-Copper lug-Pin type-16 Sqmm-Nos. | Electrical | Electrical | 5.9 | 0 | 0 |  | 100 |  |  | -100 | 100 | 590
ELEC9241-Electrical-Copper lug-Pin type-10sqmm-Nos. | Electrical | Electrical | 3.68 | 50 | 184 |  | 100 |  |  | -50 | 50 | 184
ELEC5829-Electrical-Copper lugs-ring type-2.5Sqmm-Nos. | Electrical | Electrical | 1.18 | 0 | 0 |  | 100 |  |  | -100 | 100 | 118
ELEC1689-Electrical-Copper lugs-Pin type-2.5Sqmm-Nos. | Electrical | Electrical | 1.18 | 100 | 118 |  | 100 |  |  | 0 | 0 | 0
ELEC3700-Electrical-Copper lugs-Ring type-1sqmm-Nos. | Electrical | Electrical | 1.18 | 0 | 0 |  | 100 |  |  | -100 | 100 | 118
ELEC6656-Electrical-Copper lugs-Pin type-1sqmm-Nos. | Electrical | Electrical | 1.18 | 0 | 0 |  | 100 |  |  | -100 | 100 | 118
ELEC2136-Electrical-Copper lugs--50sqmm-Nos | Electrical | Electrical | 18.88 | 15 | 283.2 |  | 100 |  |  | -85 | 85 | 1604.8
[5 empty] | 178808.05 | [6 empty] | 138306.75

## Tue-Plum-CPVC Pipes&fittings
SKU | Cat egory | Sub-Category | Rate (A) | Present Stock (B) | Present Stock Value (C=A*B) | Pending Delivery (D) | Min Stock (E) | New Orders Qty (F) | Details of New Orders | Shortfall in Stock (G=B+D-E-F) | Recommended Order Quantity (H) | Order Value (I=H*A)
PLUM1387-Plumbing-CPVC-Male Adaptor Brass threaded-32mm-Nos. | Plumbing | CPVC | 372 | 23 | 8556 |  | 20 |  |  | 3 | 0 | 0
PLUM1541-Plumbing-CPVC-FAPT-25mm-Nos. | Plumbing | CPVC FAPT Brass | 26 | 18 | 468 |  | 20 |  |  | -2 | 2 | 52
PLUM3029-Plumbing-CPVC-Long Bend-32mm-Nos. | Plumbing | CPVC | 62 | 17 | 1054 |  | 20 |  |  | -3 | 3 | 186
PLUM5773-Plumbing-CPVC Coupling-32mm-Nos | Plumbing | CPVC | 31 | 79 | 2449 |  | 100 |  |  | -21 | 21 | 651
PLUM7587-Plumbing-CPVC-Female Threaded Adapter Brass-20mm-Nos. | Plumbing | CPVC | 110 | 10 | 1100 |  | 20 |  |  | -10 | 10 | 1100
PLUM8013-Plumbing-CPVC-Reducing Male Threaded Adapter Brass-20X15mm-Nos. | Plumbing | CPVC | 69 | 7 | 483 |  | 50 |  |  | -43 | 43 | 2967
PLUM1543-Plumbing-CPVC FABT--20x15mm-Nos. | Plumbing | CPVC | 53 | 54 | 2862 |  | 50 |  |  | 4 | 0 | 0
PLUM9342-Plumbing-CPVC-Reducer Tee-32X20mm-Nos. | Plumbing | CPVC | 70 | 65 | 4550 |  | 20 |  |  | 45 | 0 | 0
PLUM9827-Plumbing-CPVC-Reducer Coupler-32X25mm-Nos. | Plumbing | CPVC | 33.66 | 29 | 976.14 |  | 20 |  |  | 9 | 0 | 0
PLUM1185-Plumbing-CPVC Ball valve--25mm-Nos. | Plumbing | CPVC Ball valve | 173.4 | 20 | 3468 |  | 20 |  |  | 0 | 0 | 0
PLUM4277-Plumbing-CPVC Ball valve--20mm-Nos. | Plumbing | CPVC Ball valve | 106.08 | 20 | 2121.6 |  | 20 |  |  | 0 | 0 | 0
PLUM7972-Plumbing-CPVC Ball valve--32mm-Nos. | Plumbing | CPVC Ball valve | 336 | 31 | 10416 |  | 30 |  |  | 1 | 0 | 0
PLUM5396-Plumbing-CPVC Brass-Tee Female-20X15mm-Nos. | Plumbing | CPVC Brass | 52 | 39 | 2028 |  | 40 |  |  | -1 | 1 | 52
PLUM1572-Plumbing-CPVC Calmp--32mm-Nos. | Plumbing | CPVC Calmp | 8 | 100 | 800 |  | 100 |  |  | 0 | 0 | 0
PLUM4602-Plumbing-CPVC Clamp---20mm-Nos | Plumbing | CPVC Clamp | 6.12 | 199 | 1217.88 |  | 100 |  |  | 99 | 0 | 0
PLUM9118-Plumbing-CPVC Clamp--25mm-Nos. | Plumbing | CPVC Clamp | 7.65 | 412 | 3151.8 |  | 100 |  |  | 312 | 0 | 0
PLUM5925-Plumbing -cpvc Conceled stop cock--20mm Nos | Plumbing | CPVC Conceled stop cock | 567 | 25 | 14175 |  | 30 |  |  | -5 | 5 | 2835
PLUM1648-Plumbing-CPVC Coupling--25mm-Nos. | Plumbing | CPVC Coupling | 15 | 93 | 1395 |  | 100 |  |  | -7 | 7 | 105
PLUM7774-Plumbing-CPVC Coupling--20mm-Nos. | Plumbing | CPVC Coupling | 9 | 171 | 1539 |  | 150 |  |  | 21 | 0 | 0
PLUM7993-Plumbing-CPVC Coupling--40mm-Nos. | Plumbing | CPVC Coupling | 54.06 | 15 | 810.9 |  | 10 |  |  | 5 | 0 | 0
PLUM3106-Plumbing-CPVC Elbow--20mmx45-Nos. | Plumbing | CPVC Elbow | 15 | 147 | 2205 |  | 150 |  |  | -3 | 3 | 45
PLUM6024-Plumbing-CPVC Elbow--20mm-Nos. | Plumbing | CPVC Elbow | 11 | 649 | 7139 |  | 800 |  |  | -151 | 151 | 1661
PLUM7176-Plumbing-CPVC Elbow--25mmx45-Nos. | Plumbing | CPVC Elbow | 10 | 462 | 4620 |  | 150 |  |  | 312 | 0 | 0
PLUM8052-Plumbing-CPVC Elbow--20x15mm-Nos. | Plumbing | CPVC Elbow | 43 | 456 | 19608 |  | 600 |  |  | -144 | 144 | 6192
PLUM9123-Plumbing-CPVC Elbow--32mmx45-Nos. | Plumbing | CPVC Elbow | 65 | 16 | 1040 |  | 100 |  |  | -84 | 84 | 5460
PLUM7780-Plumbing-CPVC End cap---40mm-Nos | Plumbing | CPVC End Cap | 40 | 56 | 2240 |  | 50 |  |  | 6 | 0 | 0
PLUM8268-Plumbing-CPVC End Cap--20mm-Nos. | Plumbing | CPVC End Cap | 8 | 63 | 504 |  | 60 |  |  | 3 | 0 | 0
PLUM9521-Plumbing-CPVC End Cap--25mm-Nos. | Plumbing | CPVC End Cap | 23 | 42 | 966 |  | 50 |  |  | -8 | 8 | 184
PLUM9574-Plumbing-CPVC End Cap--32mm-Nos. | Plumbing | CPVC End Cap | 25 | 51 | 1275 |  | 60 |  |  | -9 | 9 | 225
PLUM8244-Plumbing-CPVC FAPT--32mm-Nos. | Plumbing | CPVC FAPT | 65 | 155 | 10075 |  | 150 |  |  | 5 | 0 | 0
PLUM2649-Plumbing-CPVC Pipe--40mm-Nos. | Plumbing | CPVC Pipe | 695 | 20 | 13900 |  | 30 |  |  | -10 | 10 | 6950
PLUM5487-Plumbing-CPVC Pipe--20mm-Nos. | Plumbing | CPVC Pipe | 192 | 343 | 65856 |  | 300 |  |  | 43 | 0 | 0
PLUM6530-Plumbing-CPVC Pipe--32mm-Nos. | Plumbing | CPVC Pipe | 488 | 111 | 54168 |  | 120 |  |  | -9 | 9 | 4392
PLUM6854-Plumbing-CPVC Pipe--25mm-Nos. | Plumbing | CPVC Pipe | 320 | 105 | 33600 |  | 120 |  |  | -15 | 15 | 4800
PLUM4762-Plumbing-CPVC Plain elbow--32mm-Nos. | Plumbing | CPVC Plain elbow | 47.5 | 239 | 11352.5 |  | 200 |  |  | 39 | 0 | 0
PLUM4657-Plumbing-CPVC Plain Tee--25mm-Nos. | Plumbing | CPVC Plain Tee | 29 | 108 | 3132 |  | 120 |  |  | -12 | 12 | 348
PLUM3938-Plumbing-CPVC Reducer--25x20mm-Nos. | Plumbing | CPVC Reducer | 18 | 51 | 918 |  | 40 |  |  | 11 | 0 | 0
PLUM5682-Plumbing-CPVC Reducer Tee--25x20mm-Nos. | Plumbing | CPVC Reducer Tee | 37 | 60 | 2220 |  | 60 |  |  | 0 | 0 | 0
PLUM1447-Plumbing-CPVC Solution--500gms-Nos. | Plumbing | CPVC Solution | 262 | 21 | 5502 |  | 48 |  |  | -27 | 27 | 7074
PLUM3907-Plumbing-CPVC Step over bend---20mm-Nos | Plumbing | CPVC Step over bend | 54 | 119 | 6426 |  | 120 |  |  | -1 | 1 | 54
PLUM9771-Plumbing-CPVC Tank Connector--32mm-Nos. | Plumbing | CPVC Tank Connector | 86 | 148 | 12728 |  | 150 |  |  | -2 | 2 | 172
PLUM3554-Plumbing-CPVC Tank nipple--20mm-Nos. | Plumbing | CPVC Tank nipple | 36 | 9 | 324 |  | 10 |  |  | -1 | 1 | 36
PLUM3648-Plumbing-CPVC Tank nipple--15mm-Nos. | Plumbing | CPVC Tank nipple | 36 | 30 | 1080 |  | 30 |  |  | 0 | 0 | 0
PLUM3959-Plumbing-CPVC Tee--20mm-Nos. | Plumbing | CPVC Tee | 16 | 305 | 4880 |  | 150 |  |  | 155 | 0 | 0
PLUM8370-Plumbing-CPVC Tee--32mm-Nos. | Plumbing | CPVC Tee | 61 | 170 | 10370 |  | 100 |  |  | 70 | 0 | 0
PLUM6514-Plumbing-CPVC Thread End Plug--15mm-Nos. | Plumbing | CPVC Thread End Plug | 6.36 | 474 | 3014.64 |  | 500 |  |  | -26 | 26 | 165.36
PLUM4055-Plumbing-CPVC Union--32mm-Nos. | Plumbing | CPVC Union | 100.47 | 34 | 3415.98 |  | 30 |  |  | 4 | 0 | 0
PLUM9211-Plumbing-CPVC-Long Bend-40mm-Nos. | Plumbing | Long Bend | 86 | 19 | 1634 |  | 10 |  |  | 9 | 0 | 0
PLUM3091-Plumbing-CPVC Tank nipple-40mm-Nos. | Plumbing | CPVC Tank nipple | 175 | 58 | 10150 |  | 10 |  |  | 48 | 0 | 0
PLUM6687-Plumbing-CPVC Tank nipple--50mm-Nos. | Plumbing | CPVC Tank nipple | 200 | 4 | 800 |  | 10 |  |  | -6 | 6 | 1200
PLUM8152-Plumbing-CPVC Reducer--50X40mm-Nos. | Plumbing | CPVC Reducer | 124 | 14 | 1736 |  | 10 |  |  | 4 | 0 | 0
PLUM7308-Plumbing-CPVC-FAPT-40mm-Nos. | Plumbing | CPVC FAPT | 86 | 6 | 516 |  | 10 |  |  | -4 | 4 | 344
PLUM7466-Plumbing-CPVC-FAPT-50mm-Nos. | Plumbing | CPVC FAPT | 133 | 6 | 798 |  | 10 |  |  | -4 | 4 | 532
PLUM9582-Plumbing-CPVC Coupling--50mm-Nos. | Plumbing | CPVC Coupling | 120 | 86 | 10320 |  | 10 |  |  | 76 | 0 | 0
PLUM5085-Plumbing-CPVC Ball valve--50mm-Nos. | Plumbing | CPVC Ball valve | 865 | 17 | 14705 |  | 10 |  |  | 7 | 0 | 0
PLUM5041-Plumbing-CPVC Reducer-Bush-32X25mm-Nos. | Plumbing | CPVC Reducer bush | 20 | 39 | 780 |  | 30 |  |  | 9 | 0 | 0
[5 empty] | 387619.44 | [6 empty] | 47782.36

## Tue-Plumbing-PVC Pipes&fittings
SKU | Cat egory | Sub-Category | Rate (A) | Present Stock (B) | Present Stock Value (C=A*B) | Pending Delivery (D) | Min Stock (E) | New Orders Qty (F) | Details of New Orders | Shortfall in Stock (G=B+D-E-F) | Recommended Order Quantity (H) | Order Value (I=H*A)
PLUM4189-Plumbing-PVC-SWR 45 Degree bend-50mm-Nos. | Plumbing | PVC | 21.36 | 86 | 1836.96 |  | 50 |  |  | 36 | 0 | 0
PLUM1058-Plumbing-PVC SWR-Double socket Pipe-100x3000mm-Nos. | Plumbing | PVC SWR | 514.17 | 32 | 16453.44 |  | 30 |  |  | 2 | 0 | 0
PLUM1412-Plumbing-PVC SWR-Bend -75mmx45-Nos. | Plumbing | PVC SWR | 43 | 121 | 5203 |  | 60 |  |  | 61 | 0 | 0
PLUM1545-Plumbing-PVC SWR-Double socket Pipe-100x600mm-Nos. | Plumbing | PVC SWR | 140.32 | 33 | 4630.56 |  | 40 |  |  | -7 | 7 | 982.24
PLUM1660-Plumbing-PVC SWR-Single socket pipe-75X3000mm-Nos. | Plumbing | PVC SWR | 236 | 100 | 23600 |  | 50 |  |  | 50 | 0 | 0
PLUM1677-Plumbing-PVC SWR-Double socket Pipe-75x1200mm-Nos. | Plumbing | PVC SWR | 123.27 | 25 | 3081.75 |  | 20 |  |  | 5 | 0 | 0
PLUM1700-Plumbing-PVC SWR-Door Inspection pipe Cleansing pipe--100mm-Nos | Plumbing | PVC SWR | 153 | 40 | 6120 |  | 30 |  |  | 10 | 0 | 0
PLUM2059-Plumbing-PVC SWR-Vent cover -100mm-Nos. | Plumbing | PVC SWR | 20 | 24 | 480 |  | 30 |  |  | -6 | 6 | 120
PLUM2326-Plumbing-PVC SWR-Clamp-75mmx45-Nos. | Plumbing | PVC SWR | 14.38 | 241 | 3465.58 |  | 150 |  |  | 91 | 0 | 0
PLUM2418-Plumbing-PVC SWR-Single Y -100mm-Nos. | Plumbing | PVC SWR | 173 | 59 | 10207 |  | 40 |  |  | 19 | 0 | 0
PLUM2437-Plumbing-PVC SWR-Bend-100mmx45-Nos. | Plumbing | PVC SWR | 84 | 7 | 588 |  | 30 |  |  | -23 | 23 | 1932
PLUM2550-Plumbing-PVC SWR-Lubricant Paste-500gms-Nos. | Plumbing | PVC SWR | 101 | 29 | 2929 |  | 30 |  |  | -1 | 1 | 101
PLUM2885-Plumbing-PVC SWR-Single Socket Pipe-100x3000mm-Nos. | Plumbing | PVC SWR | 439 | 52 | 22828 |  | 50 |  |  | 2 | 0 | 0
PLUM3104-Plumbing-PVC SWR-Door Tee-100mm-Nos. | Plumbing | PVC SWR | 158 | 177 | 27966 |  | 60 |  |  | 117 | 0 | 0
PLUM4194-Plumbing-PVC SWR-Vent cover -75mm-Nos. | Plumbing | PVC SWR | 13 | 34 | 442 |  | 30 |  |  | 4 | 0 | 0
PLUM4387-Plumbing-PVC SWR-Coupling -75mmx45-Nos. | Plumbing | PVC SWR | 40.37 | 25 | 1009.25 |  | 60 |  |  | -35 | 35 | 1412.95
PLUM4860-Plumbing-PVC SWR-End Cap Plain-110mm-Nos. | Plumbing | PVC SWR | 52 | 71 | 3692 |  | 80 |  |  | -9 | 9 | 468
PLUM4983-Plumbing-PVC SWR-Nahani Trap--100mm-Nos | Plumbing | PVC SWR | 63.36 | 50 | 3168 |  | 80 |  |  | -30 | 30 | 1900.8
PLUM5593-Plumbing-PVC SWR-Plain Bend-75mm-Nos. | Plumbing | PVC SWR | 52.27 | 109 | 5697.43 |  | 60 |  |  | 49 | 0 | 0
PLUM5802-Plumbing-PVC SWR-Single Y -75mm-Nos. | Plumbing | PVC SWR | 83 | 162 | 13446 |  | 30 |  |  | 132 | 0 | 0
PLUM5946-Plumbing-PVC SWR-Reducer bush -75x50mm-Nos. | Plumbing | PVC SWR | 26 | 42 | 1092 |  | 50 |  |  | -8 | 8 | 208
PLUM6023-Plumbing-PVC SWR-Double socket Pipe-75x600-Nos. | Plumbing | PVC SWR | 71 | 23 | 1633 |  | 20 |  |  | 3 | 0 | 0
PLUM6029-Plumbing-PVC SWR-Plain Tee--100mm-Nos | Plumbing | PVC SWR | 123.49 | 36 | 4445.64 |  | 60 |  |  | -24 | 24 | 2963.76
PLUM6569-Plumbing-PVC SWR-Door Inspection pipe Cleansing pipe-75mmx45-Nos. | Plumbing | PVC SWR | 72.3 | 40 | 2892 |  | 30 |  |  | 10 | 0 | 0
PLUM6624-Plumbing-PVC SWR-Clamp-100mm-Nos. | Plumbing | PVC SWR | 21 | 189 | 3969 |  | 150 |  |  | 39 | 0 | 0
PLUM6853-Plumbing-PVC SWR-Double socket Pipe-100x1200mm-Nos. | Plumbing | PVC SWR | 229 | 19 | 4351 |  | 20 |  |  | -1 | 1 | 229
PLUM6883-Plumbing-PVC SWR-Double socket Pipe-75x3000mm-Nos. | Plumbing | PVC SWR | 253 | 52 | 13156 |  | 30 |  |  | 22 | 0 | 0
PLUM7194-Plumbing-PVC SWR-Single Door Y -100mm-Nos. | Plumbing | PVC SWR | 186 | 111 | 20646 |  | 30 |  |  | 81 | 0 | 0
PLUM7418-Plumbing-PVC SWR-Reducer Tee-100x75mm-Nos. | Plumbing | PVC SWR | 125 | 23 | 2875 |  | 30 |  |  | -7 | 7 | 875
PLUM7462-Plumbing-PVC SWR-Door Bend -100mm-Nos. | Plumbing | PVC SWR | 118 | 124 | 14632 |  | 60 |  |  | 64 | 0 | 0
PLUM7477-Plumbing-PVC SWR-Coupling-100mm-Nos. | Plumbing | PVC SWR | 69.13 | 92 | 6359.96 |  | 60 |  |  | 32 | 0 | 0
PLUM7564-Plumbing-PVC SWR-Solvent-250ml-Nos. | Plumbing | PVC SWR | 82 | 41 | 3362 |  | 36 |  |  | 5 | 0 | 0
PLUM7792-Plumbing-PVC SWR-Floor Trap-100mm-Nos. | Plumbing | PVC SWR | 109 | 58 | 6322 |  | 30 |  |  | 28 | 0 | 0
PLUM7889-Plumbing-PVC SWR-Door Tee-75mmx45-Nos. | Plumbing | PVC SWR | 80 | 259 | 20720 |  | 80 |  |  | 179 | 0 | 0
PLUM7982-Plumbing-PVC SWR-Single Door Y -75mm-Nos. | Plumbing | PVC SWR | 90 | 53 | 4770 |  | 30 |  |  | 23 | 0 | 0
PLUM8485-Plumbing-PVC SWR-Plain Bend--100mm-Nos | Plumbing | PVC SWR | 97 | 82 | 7954 |  | 60 |  |  | 22 | 0 | 0
PLUM8726-Plumbing-PVC SWR-P Trap--100mm-Nos | Plumbing | PVC SWR | 194.44 | 90 | 17499.6 |  | 20 |  |  | 70 | 0 | 0
PLUM8928-Plumbing-PVC SWR-Plain Tee-75mm-Nos. | Plumbing | PVC SWR | 68.38 | 134 | 9162.92 |  | 60 |  |  | 74 | 0 | 0
PLUM9461-Plumbing-PVC SWR-Solvent Solution-500ml-Nos. | Plumbing | PVC SWR | 153 | 12 | 1836 |  | 48 |  |  | -36 | 36 | 5508
PLUM9483-Plumbing-PVC SWR-Door Bend -75mmx45-Nos. | Plumbing | PVC SWR | 68.13 | 14 | 953.82 |  | 60 |  |  | -46 | 46 | 3133.98
PLUM7422-Plumbing-PVC SWR-Plain Tee-160mm-Nos. | Plumbing | PVC Plain Tee | 324 | 23 | 7452 |  | 10 |  |  | 13 | 0 | 0
[5 empty] | 312927.91 | [6 empty] | 19834.73

## Tue- Plumbing-Rigid PVC
SKU | Cat egory | Sub-Category | Rate (A) | Present Stock (B) | Present Stock Value (C=A*B) | Pending Delivery (D) | Min Stock (E) | New Orders Qty (F) | Details of New Orders | Shortfall in Stock (G=B+D-E-F) | Recommended Order Quantity (H) | Order Value (I=H*A)
PLUM8907-Plumbing-PVC-Rigid Coupling-50mm-Nos. | Plumbing | PVC | 11.17 | 40 | 446.8 |  | 30 |  |  | 10 | 0 | 0
PLUM4547-Plumbing-PVC Rigid-Pipe-50mmx6000mm-Nos. | Plumbing | PVC Rigid | 297 | 36 | 10692 |  | 30 |  |  | 6 | 0 | 0
PLUM5344-Plumbing-PVC Rigid-Tee-50mm-Nos. | Plumbing | PVC Rigid | 28 | 19 | 532 |  | 30 |  |  | -11 | 11 | 308
PLUM9095-Plumbing-PVC Rigid-End cap-50mm-Nos. | Plumbing | PVC Rigid | 8 | 85 | 680 |  | 50 |  |  | 35 | 0 | 0
PLUM5229-Plumbing-PVC Rigid Pipe--110DX6000Lmm-Nos. | Plumbing | PVC Rigid Pipe | 1435 | 15 | 21525 |  | 10 |  |  | 5 | 0 | 0
PLUM7180-Plumbing-Rigid-Elbow-50mm-Nos. | Plumbing | Rigid | 19.32 | 259 | 5003.88 |  | 250 |  |  | 9 | 0 | 0
[5 empty] | 38879.68 | [6 empty] | 308

## Tue-Plumbing-GI pipes&Fittings
SKU | Cat egory | Sub-Category | Rate (A) | Present Stock (B) | Present Stock Value (C=A*B) | Pending Delivery (D) | Min Stock (E) | New Orders Qty (F) | Details of New Orders | Shortfall in Stock (G=B+D-E-F) | Recommended Order Quantity (H) | Order Value (I=H*A)
PLUM7629-Plumbing-GI Union-B Class-32mm-Nos | Plumbing | GI Unioun | 185.85 | 0 | 0 |  | 5 |  |  | -5 | 5 | 929.25
PLUM7640-Plumbing-GI Nipple-B Class-32X300mm-Nos. | Plumbing | GI Nipple | 191.16 | 0 | 0 |  | 5 |  |  | -5 | 5 | 955.8
PLUM1218-Plumbing-GI-Reducer Elbow-25X32mm-Nos. | Plumbing | GI Elbow | 21.24 | 0 | 0 |  | 5 |  |  | -5 | 5 | 106.2
PLUM1333-Plumbing-GI-Non Return Valve-15mm-Nos. | Plumbing | GI NRV | 700.27 | 0 | 0 |  | 3 |  |  | -3 | 3 | 2100.81
PLUM1695-Plumbing-GI Nipple--15x100mm-Nos. | Plumbing | GI Nipple | 27.37 | 5 | 136.85 |  | 5 |  |  | 0 | 5 | 136.85
PLUM1707-Plumbing-GI Union--25mm-Nos. | Plumbing | GI Union | 170.4 | 0 | 0 |  | 5 |  |  | -5 | 5 | 852
PLUM1857-Plumbing-GI pipe-B Class-32mmX6mtrs-Kgs | Plumbing | GI Pipe | 53.1 | 0 | 0 |  | 95 |  |  | -95 | 95 | 5044.5
PLUM1902-Plumbing-GI Round pipe C Class--150DX6000Lmm-Kgs | Plumbing | GI Pipe | 95.58 | 0 | 0 |  | 240 |  |  | -240 | 240 | 22939.2
PLUM2206-Plumbing-GI pipe--25DX6000Lmm-Nos | Plumbing | GI Pipe | 108.56 | 15 | 1628.4 |  | 10 |  |  | 5 | 10 | 1085.6
PLUM3103-Plumbing-GI Ball Valve--20mm-Nos. | Plumbing | GI Ballvalve | 442.5 | 0 | 0 |  | 5 |  |  | -5 | 5 | 2212.5
PLUM4032-Plumbing-GI Nipple-Both ends threaded-20mmx600mm-Nos. | Plumbing | GI Nipple | 206.5 | 0 | 0 |  | 5 |  |  | -5 | 5 | 1032.5
PLUM4690-Plumbing-GI Elbow--20mm-Nos. | Plumbing | GI Elbow | 41.3 | 0 | 0 |  | 5 |  |  | -5 | 5 | 206.5
PLUM4805-Plumbing-GI Ball Valve--40mm-Nos. | Plumbing | GI Ballvalve | 2002.93 | 0 | 0 |  | 2 |  |  | -2 | 2 | 4005.86
PLUM6127-Plumbing-GI Nipple--15X300mm-Nos | Plumbing | GI Nipple | 76.11 | 19 | 1446.09 |  | 5 |  |  | 14 | 5 | 380.55
PLUM7629-Plumbing-GI Union-B Class-32mm-Nos | Plumbing | GI Union | 185.85 | 0 | 0 |  | 5 |  |  | -5 | 5 | 929.25
PLUM7640-Plumbing-GI Nipple-B Class-32X300mm-Nos | Plumbing | GI Nipple | 191.16 | 0 | 0 |  | 5 |  |  | -5 | 5 | 955.8
PLUM8388-Plumbing-GI Tee--25mm-Nos | Plumbing | GI Tee | 57.82 | 0 | 0 |  | 5 |  |  | -5 | 5 | 289.1
PLUM8533-Plumbing-GI Nipple--15X50mm-Nos | Plumbing | GI Nipple | 36.85 | 0 | 0 |  | 5 |  |  | -5 | 5 | 184.25
PLUM9033-Plumbing-GI Long Bend--80mm-Nos. | Plumbing | GI Long bend | 796.5 | 0 | 0 |  | 3 |  |  | -3 | 3 | 2389.5
PLUM9517-Plumbing-GI Nipple-Both ends threaded-20mmx100mm-Nos. | Plumbing | GI Nipple | 88.5 | 0 | 0 |  | 5 |  |  | -5 | 5 | 442.5
PLUM9774-Plumbing-GI-Long Bend-25mm-Nos | Plumbing | GI Long bend | 172.7 | 0 | 0 |  | 5 |  |  | -5 | 5 | 863.5
[5 empty] | 3211.34 | [6 empty] | 48042.02

## Tue- Plumbing-Eco drain
SKU | Cat egory | Sub-Category | Rate (A) | Present Stock (B) | Present Stock Value (C=A*B) | Pending Delivery (D) | Min Stock (E) | New Orders Qty (F) | Details of New Orders | Shortfall in Stock (G=B+D-E-F) | Recommended Order Quantity (H) | Order Value (I=H*A)
PLUM5789-Plumbing-Eco drain Pipe-Single Socket Pipe-160DX6000Lmm-Nos. | Plumbing | Eco drain Pipe | 4209.06 | 6 | 25254.36 |  | 10 |  |  | -4 | 10 | 42090.6
PLUM7505-Plumbing-Eco drain-Coupler-160mm-Nos. | Plumbing | Eco drain coupler | 203.0662 | 10 | 2030.662 |  | 5 |  |  | 5 | 5 | 1015.331
PLUM9051-Plumbing-Eco drain-Bend 45*-160mm-Nos. | Plumbing | Eco drain Bend | 400.02 | 10 | 4000.2 |  | 5 |  |  | 5 | 5 | 2000.1
PLUM7086-Plumbing-Eco drain-Reducing Tee-160X110Dmm-Nos. | Plumbing | Eco drain Tee | 247.8 | 0 | 0 |  | 5 |  |  | -5 | 5 | 1239
PLUM6285-Plumbing-Eco drain-Coupler CRXCR-110mm-Nos. | Plumbing | Eco drain Coupler | 151.217 | 4 | 604.868 |  | 5 |  |  | -1 | 5 | 756.085
PLUM5477-Plumbing-Eco drain-Bend 45*-110mm-Nos. | Plumbing | Eco drain Bend | 183.7968 | 10 | 1837.968 |  | 5 |  |  | 5 | 5 | 918.984
PLUM3752-Plumbing-Eco drain-plain bend-160mm-Nos | Plumbing | Eco drain Bend | 3599 | 0 | 0 |  | 5 |  |  | -5 | 5 | 17995
PLUM2202-Plumbing-Eco drain-plain bend-110mm-Nos. | Plumbing | Eco drain Bend | 2596 | 0 | 0 |  | 5 |  |  | -5 | 5 | 12980
PLUM9734-Plumbing-Eco drain Pipe-Single Socket Pipe-110DX6000Lmm-Nos. | Plumbing | Eco drain Pipe | 2489.8 | 0 | 0 |  | 10 |  |  | -10 | 10 | 24898
PLUM5226-Plumbing-Eco drain chamber-Straight through-315X110X110mm-Nos. | Plumbing | Eco drain chamber | 985.3 | 35 | 34485.5 |  | 0 |  |  | 35 | 0 | 0
PLUM9367-Plumbing-Eco drain chamber-straight through-355X160X160mm-Nos. | Plumbing | Eco drain chamber | 1175.634 | 0 | 0 |  | 2 |  |  | -2 | 2 | 2351.268
PLUM5152-Plumbing-Eco drain chamber-Right hand 90* junction-315X110X110mm-Nos. | Plumbing | Eco drain chamber | 1787.7 | 0 | 0 |  | 2 |  |  | -2 | 2 | 3575.4
PLUM8353-Plumbing-Eco drain chamber-Right hand 90 deg Junction-355X160X160mm-Nos. | Plumbing | Eco drain chamber | 1988.3 | 0 | 0 |  | 2 |  |  | -2 | 2 | 3976.6
PLUM7275-Plumbing-Eco drain chamber-Left hand 90* junction-315X110X110mm-Nos. | Plumbing | Eco drain chamber | 1740.5 | 0 | 0 |  | 2 |  |  | -2 | 2 | 3481
PLUM1065-Plumbing-Eco drain chamber-Right hand 90* Junction-355X160X160mm-Nos. | Plumbing | Eco drain chamber | 1945.82 | 0 | 0 |  | 2 |  |  | -2 | 2 | 3891.64
PLUM9579-Plumbing-Eco drain-Frame & Cover H.W -315mm-Nos. | Plumbing | Eco drain chamber | 2052.02 | 0 | 0 |  | 2 |  |  | -2 | 2 | 4104.04
[5 empty] | 68213.558 | [6 empty] | 125273.048

## Tue-PlumbingHousing CP&Sanitary
SKU | Cat egory | Sub-Category | Rate (A) | Present Stock (B) | Present Stock Value (C=A*B) | Pending Delivery (D) | Min Stock (E) | New Orders Qty (F) | Details of New Orders | Shortfall in Stock (G=B+D-E-F) | Recommended Order Quantity (H) | Order Value (I=H*A)
SACP6660-Sanitary CP-Concealed flush tank plate---Nos. | Sanitary CP | Concealed flush tank plate | 1430 | 21 | 30030 |  | 20 |  |  | 1 | 0 | 0
SACP7374-Sanitary CP-CP Angle Cock ---Nos | Sanitary CP | CP Angle Cock | 213.94 | 329 | 70386.26 |  | 450 |  |  | -121 | 121 | 25886.74
SACP9522-Sanitary CP-CP Bottle Trap---Nos. | Sanitary CP | CP Bottle Trap | 811 | 33 | 26763 |  | 20 |  |  | 13 | 0 | 0
SACP7101-Sanitary CP-CP Double Sq Jali---Nos. | Sanitary CP | CP Double Sq Jali | 133 | 126 | 16758 |  | 100 |  |  | 26 | 0 | 0
SACP9117-Sanitary CP-CP Extension Nipple--12X25mm-Nos. | Sanitary CP | CP Extension Nipple | 50.4 | 218 | 10987.2 |  | 200 |  |  | 18 | 0 | 0
SACP7009-Sanitary CP-CP Extension Nipple--12X40mm-Nos. | Sanitary CP | CP Extension Nipple | 76 | 49 | 3724 |  | 40 |  |  | 9 | 0 | 0
SACP7791-Sanitary CP-CP Health Faucet---Nos. | Sanitary CP | CP Health Faucet | 407.28 | 95 | 38691.6 |  | 100 |  |  | -5 | 5 | 2036.4
SACP3381-Sanitary CP-CP Pillar Cock---Nos. | Sanitary CP | CP Pillar Cock | 714.57 | 90 | 64311.3 |  | 150 |  |  | -60 | 60 | 42874.2
SACP2398-Sanitary CP-CP Short Body---Nos. | Sanitary CP | CP Short Body | 764.06 | 52 | 39731.12 |  |  |  |  | 52 | 0 | 0
SACP4226-Sanitary CP-CP Shower Arm ---Nos. | Sanitary CP | CP Shower Arm | 526.27 | 99 | 52100.73 |  | 100 |  |  | -1 | 1 | 526.27
SACP2426-Sanitary CP-CP Sink Cock with Swivel Spout ---Nos. | Sanitary CP | CP Sink Cock with Swivel Spout | 874.32 | 7 | 6120.24 |  | 100 |  |  | -93 | 93 | 81311.76
SACP3231-Sanitary CP-CP Wall Mixture---Nos. | Sanitary CP | CP Wall Mixture | 2555.33 | 6 | 15331.98 |  | 100 |  |  | -94 | 94 | 240201.02
SACP6006-Sanitary CP-CP Wash Basin Waste Coupling ---Nos. | Sanitary CP | CP Wash Basin Waste Coupling | 210 | 23 | 4830 |  | 30 |  |  | -7 | 7 | 1470
SACP6705-Sanitary CP-Rack Bolts-Wash Basin-10X140mm-Pairs | Sanitary CP | Rack Bolts-misc | 165 | 1 | 165 |  | 30 |  |  | -29 | 29 | 4785
SACP1613-Sanitary CP-SS Sink--500X430mm-Nos. | Sanitary CP | SS Sink | 3008.47 | 12 | 36101.64 |  | 15 |  |  | -3 | 3 | 9025.41
SACP7215-Sanitary CP-SS Sink with Drain Board--915X460mm-Nos. | Sanitary CP | SS Sink with Drain Board | 4593.47 | 12 | 55121.64 |  | 10 |  |  | 2 | 0 | 0
SACP4804-Sanitary CP-Wall Hung EWC with seat cover-white--Nos. | Sanitary CP | Wall Hung EWC with seat cover | 3189.83 | 38 | 121213.54 |  | 100 |  |  | -62 | 62 | 197769.46
SACP4497-Sanitary CP-Wall hung EWC, Seat Cover, tank---Nos.(cera) | Sanitary CP | Wall hung EWC, Seat Cover, tank | 8396 | 28 | 235088 |  | 30 |  |  | -2 | 2 | 16792
SACP3298-Sanitary CP-Wall Hung WC Rack Bolts--12x180mm-Pairs | Sanitary CP | Wall Hung WC Rack Bolts | 325 | 16 | 5200 |  | 30 |  |  | -14 | 14 | 4550
SACP8102-Sanitary CP-Wash basin-White--Nos.(cera) | Sanitary CP | Wash basin white | 1011.86 | 51 | 51604.86 |  | 100 |  |  | -49 | 49 | 49581.14
SACP8102-Sanitary CP-Wash basin-White--Nos.(Parryware) | Sanitary CP | Wash basin white | 866.94 | 35 | 30342.9 |  | 100 |  |  | -65 | 65 | 56351.1
SACP3411-Sanitary CP-Wash Basin Pedastal --Misc-Nos.(Cera) | Sanitary CP | Wash Basin Pedastal | 986.44 | 10 | 9864.4 |  | 30 |  |  | -20 | 20 | 19728.8
SACP3411-Sanitary CP-Wash Basin Pedastal --Misc-Nos.(Parryware) | Sanitary CP | Wash Basin Pedastal | 846.35 | 73 | 61783.55 |  | 100 |  |  | -27 | 27 | 22851.45
SACP4141-Sanitary CP-Concealed flush tank-Geberit-Nos-Nos. | Sanitary CP | Concealed flush tank | 3328 | 15 | 49920 |  | 20 |  |  | -5 | 5 | 16640
[5 empty] | 1036170.96 | [6 empty] | 792380.75

## Tue-plumbCommercial CP&Sanitary
SKU | Cat egory | Sub-Category | Rate (A) | Present Stock (B) | Present Stock Value (C=A*B) | Pending Delivery (D) | Min Stock (E) | New Orders Qty (F) | Details of New Orders | Shortfall in Stock (G=B+D-E-F) | Recommended Order Quantity (H) | Order Value (I=H*A)
SACP5334-Sanitary CP-Urinal Pan-without sensor--Nos. | Sanitary CP | CP Urinal pan with sensor | 1015.39 | 1 | 1015.39 |  | 0 |  |  | 1 | 0 | 0
SACP4804-Sanitary CP-Wall Hung EWC with seat cover-white--Nos. | Sanitary CP | CP Wall hung | 3738.24 | 7 | 26167.68 |  | 0 |  |  | 7 | 0 | 0
SACP8102-Sanitary CP-Wash basin-White--Nos. | Sanitary CP | CP Wah basin | 1098.1 | 2 | 2196.2 |  | 0 |  |  | 2 | 0 | 0
SACP5340-Sanitary CP-WC-indian-500mm-Nos. | Sanitary CP | CP WC | 633.54 | 3 | 1900.62 |  | 0 |  |  | 3 | 0 | 0
SACP2689-Sanitary CP-Sensor Faucet-Kohler--Nos. | Sanitary CP | CP sensor faucet | 6500.62 | 6 | 39003.72 |  | 0 |  |  | 6 | 0 | 0
SACP7363-Sanitary CP-Counter top wash basin-Kohler--Nos. | Sanitary CP | CP Counter top | 5200.33 | 8 | 41602.64 |  | 0 |  |  | 8 | 0 | 0
SACP1393-Sanitary CP-Urinal with Sensor-Kohler--Nos. | Sanitary CP | CP Urinal pan without sensor | 18251.99 | 4 | 73007.96 |  | 0 |  |  | 4 | 0 | 0
SACP7902-Sanitary CP-EWC+seat cover+tank-Kohler--Nos. | Sanitary CP | CP EWC+Seat cover | 11537.23 | 4 | 46148.92 |  | 0 |  |  | 4 | 0 | 0
SACP2081-Sanitary CP-Health Faucet-Kohler--Nos. | Sanitary CP | CP Health faucet | 1248.01 | 30 | 37440.3 |  | 0 |  |  | 30 | 0 | 0
SACP9590-Sanitary CP-Angle cock-Kohler--Nos. | Sanitary CP | CP Angle cock | 384.68 | 30 | 11540.4 |  | 0 |  |  | 30 | 0 | 0
SACP3786-Sanitary CP-Concealed flush tank-Kohler--Nos. | Sanitary CP | CP Concealed flush tank | 3639.12 | 15 | 54586.8 |  | 0 |  |  | 15 | 0 | 0
SACP8351-Sanitary CP-Flush plates-Kohler--Nos. | Sanitary CP | CP Flush plates | 831.9 | 26 | 21629.4 |  | 0 |  |  | 26 | 0 | 0
SACP4266-Sanitary CP-Waste Coupler-Kohler--Nos. | Sanitary CP | CP Waste coupler | 415.95 | 5 | 2079.75 |  | 0 |  |  | 5 | 0 | 0
SACP2986-Sanitary CP-Wash basin with half pedestal-Kohler--Nos. | Sanitary CP | CP Wash Basin | 4492.9 | 3 | 13478.7 |  | 0 |  |  | 3 | 0 | 0
SACP4171-Sanitary CP-Waste coupler for half pedestal-Kohler--Nos. | Sanitary CP | CP Waste coupler | 374.39 | 4 | 1497.56 |  | 0 |  |  | 4 | 0 | 0
SACP1828-Sanitary CP-Pillar cock for wash basin-Kohler--Nos. | Sanitary CP | CP Pillar cock | 3072.66 | 4 | 12290.64 |  | 0 |  |  | 4 | 0 | 0
SACP7804-Sanitary CP-Long body tap-Kohler--Nos. | Sanitary CP | CP Long body | 2387.14 | 14 | 33419.96 |  | 0 |  |  | 14 | 0 | 0
[5 empty] | 419006.64 | [6 empty] | 0

## Wed-Hardware-Fastners
SKU | Cat egory | Sub-Category | Rate (A) | Present Stock (B) | Present Stock Value (C=A*B) | Pending Delivery (D) | Min Stock (E) | New Orders Qty (F) | Details of New Orders | Shortfall in Stock (G=B+D-E-F) | Recommended Order Quantity (H) | Order Value (I=H*A)
HARD8368-Hardware-Anchor bolt -Pin Type-6 x 50 mm-Nos. | Hardware | Anchor bolt | 7 | 145 | 1015 |  | 50 |  |  | 95 | 0 | 0
HARD2155-Hardware-Bombay Nails--62.50mm-Kgs | Hardware | Bombay Nails | 110 | 11 | 1210 |  | 20 |  |  | -9 | 9 | 990
HARD4934-Hardware-Bombay Nails--50mm-Kgs | Hardware | Bombay Nails | 110 | 15 | 1650 |  | 10 |  |  | 5 | 0 | 0
HARD9376-Hardware-Bombay Nails--75mm-Kgs | Hardware | Bombay Nails | 110 | 18 | 1980 |  | 10 |  |  | 8 | 0 | 0
HARD3693-Hardware-Chicken Mesh-12.7mm holex0.376mm-1000 x 30000mm-Bundles | Hardware | Chicken Mesh | 110 | 11 | 1210 |  | 10 |  |  | 1 | 0 | 0
HARD1852-Hardware-Fischer Plug--5MM-Boxes | Hardware | Fischer Plug | 160 | 37 | 5920 |  | 30 |  |  | 7 | 0 | 0
HARD7695-Hardware-Fischer Plug--6mm-Boxes | Hardware | Fischer Plug | 160 | 27 | 4320 |  | 30 |  |  | -3 | 3 | 480
HARD7211-Hardware-Hacksaw blade Double---Boxes | Hardware | Hacksaw blade Double | 500 | 2 | 1000 |  | 5 |  |  | -3 | 3 | 1500
HARD7962-Hardware-Hacksaw blade Single---Boxes | Hardware | Hacksaw blade Single | 800 | 2 | 1600 |  | 2 |  |  | 0 | 0 | 0
HARD6478-Hardware-Hold fast--100mm-Kgs | Hardware | Hold fast | 80 | 256 | 20480 |  | 50 |  |  | 206 | 0 | 0
HARD1411-Hardware-MS Aldrop--200mm-Nos. | Hardware | MS Aldrop | 63 | 5 | 315 |  | 5 |  |  | 0 | 0 | 0
HARD1877-Hardware-MS Nails--50mm-Kgs | Hardware | MS Nails | 85 | 2 | 170 |  | 10 |  |  | -8 | 8 | 680
HARD4319-Hardware-MS Nails--62.5mm-Kgs | Hardware | MS Nails | 85 | 1 | 85 |  | 10 |  |  | -9 | 9 | 765
HARD1916-Hardware-SS Screws-CSK Head-8x32mm-Nos. | Hardware | SS Screws | 175 | 10 | 1750 |  | 10 |  |  | 0 | 0 | 0
HARD1945-Hardware-SS Screws-Pan Head-6x32mm-pkts | Hardware | SS Screws | 98 | 5 | 490 |  | 10 |  |  | -5 | 5 | 490
HARD3593-Hardware-SS Screws-Pan Head-6x50mm-Nos. | Hardware | SS Screws | 2 | 20 | 40 |  | 5 |  |  | 15 | 0 | 0
HARD4624-Hardware-SS Screws-CSK Head-6x32mm-pkts | Hardware | SS Screws | 120 | 17 | 2040 |  | 10 |  |  | 7 | 0 | 0
HARD7590-Hardware-SS Screws-Pan Head-8x32mm-pkts | Hardware | SS Screws | 120 | 0 | 0 |  | 2 |  |  | -2 | 2 | 240
HARD9187-Hardware-SS Screws-CSK Head-8x38mm-pkts | Hardware | SS Screws | 130 | 16 | 2080 |  | 10 |  |  | 6 | 0 | 0
HARD9632-Hardware-SS Screws-Pan Head-6x25mm-pkts | Hardware | SS Screws | 72 | 9 | 648 |  | 5 |  |  | 4 | 0 | 0
HARD1982-Hardware-SS Screws-Pan Head-8x38mm-pkts | Hardware | SS Screws | 128 | 10 | 1280 |  | 5 |  |  | 5 | 0 | 0
HARD2833-Hardware-Wood screws-CSK-8x30mm-pkts | Hardware | Wood screws | 47 | 21 | 987 |  | 20 |  |  | 1 | 0 | 0
HARD7650-Hardware-Wood screws-CSK-8x35mm-pkts | Hardware | Wood screws | 49 | 20 | 980 |  | 20 |  |  | 0 | 0 | 0
HARD7833-Hardware-Concrete Tape--75mmX85mtrs-Nos. | Hardware | Concrete Tape | 80 | 35 | 2800 |  | 30 |  |  | 5 | 0 | 0
HARD2802-Hardware-SS-Self Drilling Screw--8X25mm 1000pcs-Boxes | Hardware | Self drilling screws | 132 | 2 | 264 |  | 2 |  |  | 0 | 0 | 0
HARD2385-Hardware-Anchor bolt -Bolt Type-8x50mm-Nos. | Hardware | Anchor Bolt | 6.2 | 300 | 1860 |  | 100 |  |  | 200 | 0 | 0
HARD7929-Hardware-Anchor bolt -Bolt Type-8x75mm-Nos. | Hardware | Anchor Bolt | 8 | 120 | 960 |  | 100 |  |  | 20 | 0 | 0
HARD5475-Hardware-Anchor bolt -Bolt Type-10x62.50mm-Nos. | Hardware | Anchor Bolt | 11.5 | 267 | 3070.5 |  | 100 |  |  | 167 | 0 | 0
HARD2287-Hardware-Anchor bolt -Pin Type-8 x 50mm-Nos. | Hardware | Anchor Bolt | 7 | 100 | 700 |  | 100 |  |  | 0 | 0 | 0
HARD2439-Hardware-Anchor bolt -Pin Type-10x62.50mm-Nos. | Hardware | Anchor Bolt | 9.5 | 100 | 950 |  | 100 |  |  | 0 | 0 | 0
HARD9620-Hardware-GI Threaded Rod--8mmX2000mm-Nos. | Hardware | GI Thread rod | 67 | 140 | 9380 |  | 25 |  |  | 115 | 0 | 0
HARD2027-Hardware-GI Threaded Rod--10mmX2000mm-Nos. | Hardware | GI Thread rod | 90 | 105 | 9450 |  | 25 |  |  | 80 | 0 | 0
HARD2051-Hardware-GI Thread Rod--10DmmX1200Lmm-Nos. | Hardware | GI Thread rod | 70 | 46 | 3220 |  | 50 |  |  | -4 | 4 | 280
HARD2902-Hardware-GI U Clamp+Nut+Washer--100x8mm-Nos. | Hardware | GI Uclamp+nut+washer | 28 | 253 | 7084 |  | 100 |  |  | 153 | 0 | 0
HARD8116-Hardware-GI U Clamp+Nut+Washer--75x8mm-Nos. | Hardware | GI Uclamp+nut+washer | 20 | 95 | 1900 |  | 100 |  |  | -5 | 5 | 100
HARD4597-Hardware-GI U Clamp+Nut+Washer--50X8mm-Nos. | Hardware | GI Uclamp+nut+washer | 18 | 125 | 2250 |  | 100 |  |  | 25 | 0 | 0
HARD1570-Hardware-GI U Clamp+Nut+Washer--32x8mm-Nos. | Hardware | GI Uclamp+nut+washer | 15 | 205 | 3075 |  | 100 |  |  | 105 | 0 | 0
HARD3741-Hardware-GI U Clamp+Nut+Washer--25x8mm-Nos. | Hardware | GI Uclamp+nut+washer | 12 | 100 | 1200 |  | 100 |  |  | 0 | 0 | 0
HARD9279-Hardware-GI U Clamp+Nut+Washer--20x8mm-Nos. | Hardware | GI Uclamp+nut+washer | 10 | 70 | 700 |  | 100 |  |  | -30 | 30 | 300
HARD4494-Hardware-Channel Bracket --62.50Wx150mm-Nos. | Hardware | Channel Bracket | 40 | 80 | 3200 |  | 100 |  |  | -20 | 20 | 800
HARD8522-Hardware-Channel Bracket --62.50Wx225mm-Nos. | Hardware | Channel Bracket | 80 | 91 | 7280 |  | 100 |  |  | -9 | 9 | 720
HARD5476-Hardware-Channel Bracket --62.50Wx300mm-Nos. | Hardware | Channel Bracket | 54 | 25 | 1350 |  | 100 |  |  | -75 | 75 | 4050
HARD2229-Hardware-Channel Bracket --62.50Wx600Hmm-Nos. | Hardware | Channel Bracket | 83 | 302 | 25066 |  | 100 |  |  | 202 | 0 | 0
HARD5769-Hardware-GI Universal Clamp--80Dmm-Nos. | Hardware | Universal Clamp | 18 | 125 | 2250 |  | 100 |  |  | 25 | 0 | 0
HARD2585-Hardware-GI Universal clamp---100Dmm-Nos | Hardware | Universal Clamp | 11 | 220 | 2420 |  | 100 |  |  | 120 | 0 | 0
HARD7848-Hardware-MS Plain Nut--8mm-Kgs | Hardware | Hardware | 132 | 7 | 924 |  | 10 |  |  | -3 | 3 | 396
HARD5100-Hardware-MS Washer-Form C-M8-100-gms | Hardware | Hardware | 128 | 50 | 6400 |  | 10 |  |  | 40 | 0 | 0
HARD1691-Hardware-GI Nut bolt with washer-32x6mm-Kgs | Hardware | Hardware | 132 | 0 | 0 |  | 10 |  |  | -10 | 10 | 1320
HARD2302-Hardware-SS Washer-Form C-M8-100-gms | Hardware | Hardware | 14 | 0 | 0 |  | 10 |  |  | -10 | 10 | 140
HARD2066-Hardware-MS Bolt + nut--15.9x75mm-Kgs | Hardware | Hardware | 129 | 8 | 1032 |  | 50 |  |  | -42 | 42 | 5418
HARD6559-Hardware-MS Bolt + nut--19.1x75mm-Kgs | Hardware | Hardware | 123 | 10 | 1230 |  | 50 |  |  | -40 | 40 | 4920
HARD5677-Hardware-MS Bolt+Nut+Double washer--19.1X150mm-Kgs | Hardware | Hardware | 132 | 20 | 2640 |  | 10 |  |  | 10 | 0 | 0
HARD1872-Hardware-MS Nut+Bolt--16X65mm-Kgs | Hardware | Hardware | 131 | 3 | 393 |  | 50 |  |  | -47 | 47 | 6157
HARD3882-Hardware-Channel Bracket --62.50Wx2400mm-Nos | Hardware | Hardware | 212 | 0 | 0 |  | 100 |  |  | -100 | 100 | 21200
HARD5476-Hardware-Channel Bracket --62.50Wx300mm-Nos | Hardware | Hardware | 1.52 | 0 | 0 |  | 100 |  |  | -100 | 100 | 152
HARD2307-Hardware-Sleeve & Bullets--10x100 mm-Nos. | Hardware | Hardware | 17.7 | 100 | 1770 |  | 50 |  |  | 50 | 0 | 0
HARD2051-Hardware-GI Thread Rod--10DmmX1200Lmm-Nos. | Hardware | Hardware | 17.74 | 60 | 1064.4 |  | 200 |  |  | -140 | 140 | 2483.6
HARD9620-Hardware-GI Threaded Rod--8mmX2000mm-Nos. | Hardware | Hardware | 182 | 450 | 81900 |  | 200 |  |  | 250 | 0 | 0
HARD3919-Hardware-GI U Bolt--75mm-Nos. | Hardware | Hardware | 21.24 | 65 | 1380.6 |  | 200 |  |  | -135 | 135 | 2867.4
HARD3956-Hardware-GI U Bolt--80DX8mmT-Nos | Hardware | Hardware | 28 | 60 | 1680 |  | 200 |  |  | -140 | 140 | 3920
HARD2902-Hardware-GI U Clamp+Nut+Washer--100x8mm-Nos | Hardware | Hardware | 33.04 | 30 | 991.2 |  | 200 |  |  | -170 | 170 | 5616.8
HARD8116-Hardware-GI U Clamp+Nut+Washer--75x8mm-Nos. | Hardware | Hardware | 27.14 | 20 | 542.8 |  | 200 |  |  | -180 | 180 | 4885.2
HARD5932-Hardware-GI U Clamp+Nut+Washer--150DX8mm-Nos. | Hardware | Hardware | 29.45 | 118 | 3475.1 |  | 200 |  |  | -82 | 82 | 2414.9
HARD4597-Hardware-GI U Clamp+Nut+Washer--50X8mm-Nos. | Hardware | Hardware | 22.24 | 120 | 2668.8 |  | 200 |  |  | -80 | 80 | 1779.2
HARD5769-Hardware-GI Universal Clamp--80Dmm-Nos. | Hardware | Hardware | 21.24 | 100 | 2124 |  | 200 |  |  | -100 | 100 | 2124
HARD5532-Hardware-U Clamps-Sprinkler Hanger-25Dx25Wx1.5Tx83Hmm-Nos. | Hardware | Hardware | 17.18 | 70 | 1202.6 |  | 50 |  |  | 20 | 0 | 0
HARD4057-Hardware-U Clamps-Sprinkler Hanger-40Dx25Wx1.5Tx107Hmm-Nos. | Hardware | Hardware | 25.77 | 50 | 1288.5 |  | 25 |  |  | 25 | 0 | 0
HARD2133-Hardware-U Clamps-Sprinkler Hanger-80Dx25Wx2.5Tx160Hmm-Nos. | Hardware | Hardware | 34.22 | 40 | 1368.8 |  | 25 |  |  | 15 | 0 | 0
HARD1647-Hardware-U Clamps-Sprinkler Hanger-150Dx30Wx3Tx247Hmm-Nos. | Hardware | Hardware | 50.31 | 50 | 2515.5 |  | 25 |  |  | 25 | 0 | 0
HARD5454-Hardware-U Clamps-Sprinkler Hanger-65Dx25Wx2.5Tx150Hmm-Nos. | Hardware | Hardware | 29.45 | 0 | 0 |  | 25 |  |  | -25 | 25 | 736.25
HARD4100-Hardware-U Clamps-Sprinkler Hanger-32Dx25Wx1.5Tx95Hmm-Nos. | Hardware | Hardware | 19.63 | 0 | 0 |  | 25 |  |  | -25 | 25 | 490.75
HARD7404-Hardware-U Clamps-Sprinkler Hanger-50Dx25Wx2.5Tx122Hmm-Nos | Hardware | Hardware | 26.99 | 0 | 0 |  | 25 |  |  | -25 | 25 | 674.75
HARD8721-Hardware-U Clamps-Sprinkler Hanger-100Dx25Wx2.5Tx180Hmm-Nos. | Hardware | Hardware | 41.3 | 10 | 413 |  | 25 |  |  | -15 | 15 | 619.5
HARD3640-Hardware-GI Nut with Bolt--15.8X100mm-Kgs | Hardware | Hardware | 132 | 94 | 12408 |  | 200 |  |  | -106 | 106 | 13992
HARD6956-Hardware-Anchor bolt -Bolt Type-6x50mm-Nos | Hardware | Hardware | 8.55 | 150 | 1282.5 |  | 200 |  |  | -50 | 50 | 427.5
HARD2385-Hardware-Anchor bolt -Bolt Type-8x50mm-Nos. | Hardware | Hardware | 9.44 | 50 | 472 |  | 200 |  |  | -150 | 150 | 1416
HARD2229-Hardware-Channel Bracket --62.50Wx600Hmm-Nos. | Hardware | Hardware | 105.02 | 20 | 2100.4 |  | 200 |  |  | -180 | 180 | 18903.6
HARD8075-Hardware-GI Nut with Bolt--15.8X50mm-Nos. | Hardware | Hardware | 132 | 20 | 2640 |  | 200 |  |  | -180 | 180 | 23760
HARD5475-Hardware-Anchor bolt -Bolt Type-10x62.50mm-Nos. | Hardware | Hardware | 13.07 | 0 | 0 |  | 200 |  |  | -200 | 200 | 2614
HARD1017-Hardware-GI Universal Clamp--25Dmm-Nos. | Hardware | Hardware | 8.49 | 0 | 0 |  | 200 |  |  | -200 | 200 | 1698
HARD2585-Hardware-GI Universal Clamp--100Dmm-Nos. | Hardware | Hardware | 23.6 | 0 | 0 |  | 200 |  |  | -200 | 200 | 4720
HARD1106-Hardware-GI Universal Clamp--50Dmm-Nos. | Hardware | Hardware | 27.16 | 0 | 0 |  | 200 |  |  | -200 | 200 | 5432
HARD3423-Hardware-Wedge Anchor bolt--8X100mm-Nos. | Hardware | Hardware | 11.8 | 0 | 0 |  | 50 |  |  | -50 | 50 | 590
HARD2041-Hardware-Sleeve & Bullets--8X50mm-Nos | Hardware | Hardware | 13.29 | 0 | 0 |  | 50 |  |  | -50 | 50 | 664.5
HARD8595-Hardware-GI U Bolt--150mm-Nos | Hardware | Hardware | 40.12 | 0 | 0 |  | 200 |  |  | -200 | 200 | 8024
HARD6681-Hardware-GI Nut--8mm-Kgs | Hardware | Hardware | 132.16 | 10 | 1321.6 |  | 200 |  |  | -190 | 190 | 25110.4
HARD9103-Hardware-GI Washer-Form C-M8-100-gms | Hardware | Hardware | 13.12 | 100 | 1312 |  | 200 |  |  | -100 | 100 | 1312
HARD5787-Hardware-GI U Bolt--50mm-Nos. | Hardware | Hardware | 33.04 | 0 | 0 |  | 200 |  |  | -200 | 200 | 6608
HARD5769-Hardware-GI Universal Clamp--80Dmm-Nos. | Hardware | Hardware | 21.24 | 100 | 2124 |  | 200 |  |  | -100 | 100 | 2124
HARD6599-Hardware-GI Universal Clamp--40Dmm-Nos. | Hardware | Hardware | 20.06 | 0 | 0 |  | 200 |  |  | -200 | 200 | 4012
HARD6760-Hardware-GI Universal Clamp--32Dmm-Nos. | Hardware | Hardware | 20.07 | 0 | 0 |  | 200 |  |  | -200 | 200 | 4014
HARD6904-Hardware-GI Universal Clamp--65Dmm-Nos. | Hardware | Hardware | 16.68 | 23 | 383.64 |  | 200 |  |  | -177 | 177 | 2952.36
HARD8595-Hardware-GI U Bolt--150mm-Nos. | Hardware | Hardware | 40.12 | 11 | 441.32 |  | 200 |  |  | -189 | 189 | 7582.68
HARD3976-Hardware-GI Nut--10mm-Kgs | Hardware | Hardware | 132.16 | 16 | 2114.56 |  | 200 |  |  | -184 | 184 | 24317.44
[5 empty] | 285283.82 | [6 empty] | 239984.83

## Tue-Paints & Related tools
SKU | Cat egory | Sub-Category | Rate (A) | Present Stock (B) | Present Stock Value (C=A*B) | Pending Delivery (D) | Min Stock (E) | New Orders Qty (F) | Details of New Orders | Shortfall in Stock (G=B+D-E-F) | Recommended Order Quantity (H) | Order Value (I=H*A)
PAIN4986-Paints-Black Oxide--1Kg -Bags | Paints | Black Oxide | 75 | 10 | 750 |  | 20 |  |  | -10 | 10 | 750
PAIN3767-Paints-Blue Oxide--Asian-1Kg-Bags | Paints | Blue Oxide | 75 | 16 | 1200 |  | 10 |  |  | 6 | 0 | 0
PAIN5379-Paints-Enamel-Black -Asian Apcolite-1Ltr-Can | Paints | Enamel | 245.76 | 2 | 491.52 |  | 5 |  |  | -3 | 3 | 737.28
PAIN9331-Paints-Enamel-Black -Asian Apcolite-4Ltrs-Can | Paints | Enamel | 940.67 | 6 | 5644.02 |  | 5 |  |  | 1 | 0 | 0
PAIN3684-Paints-Enamel-Bottle Green-Asian-4Ltrs-Can | Paints | Enamel | 940.67 | 5 | 4703.35 |  | 5 |  |  | 0 | 0 | 0
PAIN3259-Paints-Enamel-Off white-Asian Apcolite-1Ltr-Can | Paints | Enamel | 266.94 | 5 | 1334.7 |  | 5 |  |  | 0 | 0 | 0
PAIN2580-Paints-Enamel-Off white-Asian Apcolite-4Ltrs-Can | Paints | Enamel | 987 | 4 | 3948 |  | 5 |  |  | -1 | 1 | 987
PAIN5093-Paints-Enamel-White-Asian Apcolite-1Ltr-Can | Paints | Enamel | 305 | 4 | 1220 |  | 4 |  |  | 0 | 0 | 0
PAIN4463-Paints-Enamel-White-Asian Apcolite-4Ltrs-Can | Paints | Enamel | 969 | 2 | 1938 |  | 4 |  |  | -2 | 2 | 1938
PAIN7770-Paints-Exterior Primer-White - Asian-20Ltrs-Can | Paints | Exterior Primer | 2755 | 3 | 8265 |  | 5 |  |  | -2 | 2 | 5510
PAIN1986-Paints-External Emulsion-White-Asian ACE-20ltr -Nos | Paints | External Emulsion | 3216 | 5 | 16080 |  | 5 |  |  | 0 | 0 | 0
PAIN8089-Paints-External Emulsion-White-Asian ACE-4Ltrs-Can | Paints | External Emulsion | 1405 | 11 | 15455 |  | 5 |  |  | 6 | 0 | 0
PAIN7278-Paints-Floor paint-Grey-Indigo-4Ltrs-Can | Paints | Floor paint | 2200 | 5 | 11000 |  | 5 |  |  | 0 | 0 | 0
PAIN8539-Paints-Floor paint-Yellow-Indigo-4Ltrs-Can | Paints | Floor paint | 2200 | 5 | 11000 |  | 5 |  |  | 0 | 0 | 0
PAIN3267-Paints-Internal Emulsion-Day break- Asian Tractor Smooth Finish-20Ltrs-Can | Paints | Internal Emulsion | 3150 | 6 | 18900 |  | 5 |  |  | 1 | 0 | 0
PAIN2903-Paints-Internal Emulsion-White- Asian Tractor Smooth Finish-20Kgs-Bags | Paints | Internal Emulsion | 3121 | 21 | 65541 |  | 5 |  |  | 16 | 0 | 0
PAIN7486-Paints-Internal Primer-White- Asian-20Ltr-Can | Paints | Internal Primer | 2560 | 3 | 7680 |  | 5 |  |  | -2 | 2 | 5120
PAIN3520-Paints-Red Oxide--Asian-1Kg-Bags | Paints | Red Oxide | 75 | 20 | 1500 |  | 20 |  |  | 0 | 0 | 0
PAIN8548-Paints-Red Oxide Primer-- Asian-1Ltr-Can | Paints | Red Oxide Primer | 191 | 28 | 5348 |  | 20 |  |  | 8 | 0 | 0
PAIN8788-Paints-Turpentine oil--1 ltr can-Nos. | Paints | Turpentine oil | 118.6 | 9 | 1067.4 |  | 20 |  |  | -11 | 11 | 1304.6
PAIN7286-Paints-Wall Putty Cement--30 Kgs-Bags | Paints | Wall Putty Cement | 517 | 9 | 4653 |  | 40 |  |  | -31 | 31 | 16027
PAIN3167-Paints-White cement--25Kgs-Bags | Paints | White cement | 414 | 12 | 4968 |  | 10 |  |  | 2 | 0 | 0
TOOL7927-Tools-paint brush --75mm-Nos. | Tool | Paint brush | 51 | 7 | 357 |  | 10 |  |  | -3 | 3 | 153
TOOL7941-Tools-Emery Paper--No 400-Nos. | Tool | Emery Paper | 9 | 100 | 900 |  | 100 |  |  | 0 | 0 | 0
TOOL9705-Tools-Emery Paper--No 36-Nos. | Tool | Emery Paper | 9 | 214 | 1926 |  | 100 |  |  | 114 | 0 | 0
[5 empty] | 195869.99 | [6 empty] | 32526.88

## Wed-Doors
SKU | Cat egory | Sub-Category | Rate (A) | Present Stock (B) | Present Stock Value (C=A*B) | Pending Delivery (D) | Min Stock (E) | New Orders Qty (F) | Details of New Orders | Shortfall in Stock (G=B+D-E-F) | Recommended Order Quantity (H) | Order Value (I=H*A)
DOOR3058-Doors-Flush Door--600x1500mmx30mm-Nos. | Doors | Flush Door | 1235 | 1 | 1235 |  | 5 |  |  | -4 | 4 | 4940
DOOR2403-Doors-Internal beading-Salwood-2100Lx37.50Wx18.75Hmm-Nos. | Doors | Internal beading | 112 | 157 | 17584 |  | 200 |  |  | -43 | 43 | 4816
DOOR6527-Doors-Internal beading-Salwood-900Lx37.50Wx18.75Hmm-Nos. | Doors | Internal beading | 47.88 | 251 | 12017.88 |  | 100 |  |  | 151 | 0 | 0
DOOR3089-Doors-Main door beading-Salwood-1125Lx75Wx25Hmm-Nos. | Doors | Main door beading | 39 | 10 | 390 |  | 10 |  |  | 0 | 0 | 0
DOOR4058-Doors-Main door beading-Salwood-2250Lx75Wx25Hmm-Nos. | Doors | Main door beading | 208 | 38 | 7904 |  | 20 |  |  | 18 | 0 | 0
DOOR1639-Doors-Panel door-2Panel -675Wx2025Hmmx32mm-Nos. | Doors | Panel door | 1901.25 | 42 | 79852.5 |  | 45 |  |  | -3 | 3 | 5703.75
DOOR1041-Doors-Panel door-2Panel -825Wx2025Hmmx32mm-Nos. | Doors | Panel door | 2340 | 10 | 23400 |  | 15 |  |  | -5 | 5 | 11700
DOOR8194-Doors-Panel door-2Panel -675Wx2075Hmmx32mm-Nos. | Doors | Panel door | 1924.72 | 20 | 38494.4 |  | 45 |  |  | -25 | 25 | 48118
DOOR8917-Doors-Panel door-2Panel -825Wx2075Hmmx32mm-Nos. | Doors | Panel door | 2368.88 | 42 | 99492.96 |  | 45 |  |  | -3 | 3 | 7106.64
DOOR9498-Doors-Panel door-2Panel -975Wx2025Hmmx32mm-Nos. | Doors | Panel door | 2778.75 | 21 | 58353.75 |  | 20 |  |  | 1 | 0 | 0
[5 empty] | 338724.49 | [6 empty] | 82384.39

## Wed-Doors-related Hardware
SKU | Cat egory | Sub-Category | Rate (A) | Present Stock (B) | Present Stock Value (C=A*B) | Pending Delivery (D) | Min Stock (E) | New Orders Qty (F) | Details of New Orders | Shortfall in Stock (G=B+D-E-F) | Recommended Order Quantity (H) | Order Value (I=H*A)
HARD3459-Hardware-Cylindrical Lock---Nos. | Hardware | Cylindrical Lock | 583 | 84 | 48972 |  | 100 |  |  | -16 | 16 | 9328
HARD9542-Hardware-Mortise Lock---Nos. | Hardware | Mortise Lock | 2535.5 | 17 | 43103.5 |  | 20 |  |  | -3 | 3 | 7606.5
HARD3174-Hardware-Magnetic door stopper---Nos. | Hardware | Magnetic door stopper | 115 | 37 | 4255 |  | 50 |  |  | -13 | 13 | 1495
HARD3480-Hardware-SS Hinges-Per 1 piece-Misc-Nos. | Hardware | SS Hinges | 215 | 163 | 35045 |  | 200 |  |  | -37 | 37 | 7955
HARD1898-Hardware-Square Hinges-MS-200mm-Nos. | Hardware | Square Hinges | 105 | 20 | 2100 |  | 20 |  |  | 0 | 0 | 0
HARD9920-Hardware-Safety Padlock--SH PLLS-6lever-Nos | Hardware | Safety Padlock | 175 | 4 | 700 |  | 12 |  |  | -8 | 8 | 1400
[5 empty] | 134175.5 | [6 empty] | 27784.5

## Wed-Chemicals
SKU | Cat egory | Sub-Category | Rate (A) | Present Stock (B) | Present Stock Value (C=A*B) | Pending Delivery (D) | Min Stock (E) | New Orders Qty (F) | Details of New Orders | Shortfall in Stock (G=B+D-E-F) | Recommended Order Quantity (H) | Order Value (I=H*A)
CHEM1205-Chemical-Anchorset chemical--1kg-pkts | Chemical | Anchorset chemical | 472 | 16 | 7552 |  | 20 |  |  | -4 | 4 | 1888
CHEM9548-Chemical-Janatha Paste Epoxy---400gms-Nos. | Chemical | Janatha Paste | 80 | 14 | 1120 |  | 20 |  |  | -6 | 6 | 480
CHEM6602-Chemical-Tile Adhesive---20Kgs-Bag | Chemical | Tile Adhesive | 235 | 31 | 7285 |  | 20 |  |  | 11 | 0 | 0
CHEM7736-Chemical-Tile grount cement based-Silk-1Kg-pkts | Chemical | Tile grout | 38.14 | 50 | 1907 |  | 50 |  |  | 0 | 0 | 0
CHEM1579-Chemical-Tile grount cement based-White-1Kg-pkts | Chemical | Tile grout | 38.14 | 32 | 1220.48 |  | 50 |  |  | -18 | 18 | 686.52
CHEM5391-Chemical-Waterproofing Epoxy---1Kg-Kgs | Chemical | Waterproofing Epoxy | 500 | 11 | 5500 |  | 12 |  |  | -1 | 1 | 500
CHEM4717-Chemical-Zycosil---1Ltr-Nos. | Chemical | Zycosil | 1800 | 6 | 10800 |  | 5 |  |  | 1 | 0 | 0
CHEM8749-Chemical-Fosroc Conbextra GP2--25kgs-Nos. | Chemical | Fosroc Conbextra GP2 | 480 | 6 | 2880 |  | 10 |  |  | -4 | 4 | 1920
CHEM6367-Chemical-Polysulphide Sealant-Fosroc Thioflex 600 Gun grade-2.5Liters-Nos. | Chemical | Polysulphide Sealant-Fosroc Thioflex 600 Gun grade-2.5ltrs | 1567.79 | 6 | 9406.74 |  | 5 |  |  | 1 | 0 | 0
CHEM5982-Chemical-MYK Laticrete-335 Super Flex Adhesive-Misc-Nos. | Chemical | MYK Laticrete-335 Super Flex Adhesive | 853 | 10 | 8530 |  | 20 |  |  | -10 | 10 | 8530
CHEM5624-Chemical-MYK Laticrete- 325-20kg-Bag | Chemical | MYK Laticrete-325 Super Flex Adhesive | 678 | 0 | 0 |  | 10 |  |  | -10 | 10 | 6780
CHEM4810-Chemical-MYK Laticrete-345 Super Flex Adhesive-misc-Nos. | Chemical | MYK Laticrete-345 Super Flex Adhesive | 1525 | 0 | 0 |  | 10 |  |  | -10 | 10 | 15250
GENE6616-General Items-Recron---Nos. | General Items | Recron | 37.5 | 10 | 375 |  | 240 |  |  | -230 | 230 | 8625
[5 empty] | 56576.22 | [6 empty] | 44659.52

## Wed-Tools
SKU | Cat egory | Sub-Category | Rate (A) | Present Stock (B) | Present Stock Value (C=A*B) | Pending Delivery (D) | Min Stock (E) | New Orders Qty (F) | Details of New Orders | Shortfall in Stock (G=B+D-E-F) | Recommended Order Quantity (H) | Order Value (I=H*A)
TOOL1467-Tools-Plastic Gampa---425mm-Nos | Hardware | Plastic Gampa | 115 | 40 | 4600 |  | 60 |  |  | -20 | 20 | 2300
TOOL3390-Tools-Mesurment Tapes-Steel-Freemans- 5m-Nos | Tool | Measurement tape-Freemans | 140 | 12 | 1680 |  | 10 |  |  | 2 | 0 | 0
TOOL4884-Tools-Measurement Tape Steel--Freemans-15mtrs-Nos | Tool | Measurement tape-Freemans | 270 | 5 | 1350 |  | 5 |  |  | 0 | 0 | 0
TOOL3564-Tools-Mesurment Tapes-Fibre-Freemans-30m-Nos | Tool | Measurement tape-Freemans | 460 | 5 | 2300 |  | 5 |  |  | 0 | 0 | 0
TOOL1775-Tools-Mesurment Tapes-Fibre-Freemans-100m-Nos | Tool | Measurement tape-Freemans | 1050 | 6 | 6300 |  | 5 |  |  | 1 | 0 | 0
TOOL9438-Tools-Spade with handle---Misc-Nos | Tool | Spade with handle | 125 | 3 | 375 |  | 20 |  |  | -17 | 17 | 2125
TOOL4496-Tools-Helmets Labour Female---Nos. | Tool | Helmets Labour Female | 50 | 100 | 5000 |  | 100 |  |  | 0 | 0 | 0
TOOL1226-Tools-Helmets Labour Male---Nos. | Tool | Helmet Labour Male | 50 | 64 | 3200 |  | 100 |  |  | -36 | 36 | 1800
TOOL1719-Tools-Helmets Staff and Visitors---Nos. | Tool | Helmets Staff and Visitors | 140 | 60 | 8400 |  | 50 |  |  | 10 | 0 | 0
TOOL6348-Tools-Safety Belt --Misc-Nos. | Tool | Safety Belt | 575 | 30 | 17250 |  | 30 |  |  | 0 | 0 | 0
TOOL7265-Tools-Safety Hand Gloves--STD-Nos. | Tool | Hand Gloves | 50 | 30 | 1500 |  | 20 |  |  | 10 | 0 | 0
TOOL7265-Tools-Safety Hand Gloves--STD-Nos. | Tool | Hand Gloves | 120 | 10 | 1200 |  | 10 |  |  | 0 | 0 | 0
[5 empty] | 53155 | [6 empty] | 6225

## Friday-Steel-Pipes&Angles
SKU | Cat egory | Sub-Category | Rate (A) | Present Stock (B) | Present Stock Value (C=A*B) | Pending Delivery (D) | Min Stock (E) | New Orders Qty (F) | Details of New Orders | Shortfall in Stock (G=B+D-E-F) | Recommended Order Quantity (H) | Order Value (I=H*A)
STEL3630-Steel-MS Round Pipe-C Class-20Dx6000Lmm-Kgs | Steel | MS Round Pipe-C class | 80.24 | 0 | 0 |  | 0 |  |  | 0 | 0 | 0
STEL8781-Steel-MS Round Pipe-C Class-25Dx6000Lmm-Kgs | Steel | MS Round Pipe-C class | 78.47 | 804 | 63089.88 |  | 500 |  |  | 304 | 0 | 0
STEL5101-Steel-MS Round Pipe-C Class-32Dx6000Lmm-Kgs | Steel | MS Round Pipe-C class | 78.47 | 725 | 56890.75 |  | 230 |  |  | 495 | 0 | 0
STEL4766-Steel-MS Round Pipe-C Class-40Dx6000Lmm-Kgs | Steel | MS Round Pipe-C class | 79.96 | 90 | 7196.4 |  | 260 |  |  | -170 | 170 | 13593.2
STEL3182-Steel-MS Round Pipe-C Class-50Dx6000Lmm-Kgs | Steel | MS Round Pipe-C class | 75.6 | 0 | 0 |  | 380 |  |  | -380 | 380 | 28728
STEL9712-Steel-MS Round Pipe-C Class-65Dx6000Lmm-Kgs | Steel | MS Round Pipe-C class | 76.7 | 190 | 14573 |  | 10 |  |  | 180 | 0 | 0
STEL8290-Steel-MS Round Pipe-C Class-80Dx6000Lmm-Kgs | Steel | MS Round Pipe-C class | 76.7 | 310 | 23777 |  | 550 |  |  | -240 | 240 | 18408
STEL7955-Steel-MS Round Pipe-C Class-100Dx6000Lmm-Kgs | Steel | MS Round Pipe-C class | 76.7 | 1180 | 90506 |  | 800 |  |  | 380 | 0 | 0
STEL8930-Steel-MS Round Pipe-C Class-200Dx6000Lmm-Kgs | Steel | MS Round Pipe-C class | 85.29 | 707 | 60300.03 |  | 700 |  |  | 7 | 0 | 0
STEL4613-Steel-MS Round Pipe-C Class-250DX6000Lmm-Kgs | Steel | MS Round Pipe-C class | 76.84 | 444 | 34116.96 |  | 880 |  |  | -436 | 436 | 33502.24
STEL1681-Steel-MS Box Pipe-6mtrs-25X25X2mm-Kgs | Steel | MS Box Pipe | 78.47 | 0 | 0 |  | 0 |  |  | 0 | 0 | 0
STEL7557-Steel-MS Box Pipe--40X40X1.6Tmm-Kgs | Steel | MS Box Pipe | 80.94 | 0 | 0 |  | 0 |  |  | 0 | 0 | 0
STEL1170-Steel-MS Box Pipe--40x80x2Tmm-Kgs | Steel | MS Box Pipe | 42.48 | 0 | 0 |  | 0 |  |  | 0 | 0 | 0
STEL1747-Steel-MS Box pipe---50X50X3.6Tmm-kgs | Steel | MS Box Pipe | 76.7 | 0 | 0 |  | 0 |  |  | 0 | 0 | 0
STEL1382-Steel-MS Box Pipe-6mtrs-50X25X3mm-Kgs | Steel | MS Box Pipe | 80.24 | 0 | 0 |  | 70 |  |  | -70 | 70 | 5616.8
STEL9599-Steel-MS Box Pipe--60X60X3Tmm-Kgs | Steel | MS Box Pipe | 68.44 | 0 | 0 |  | 0 |  |  | 0 | 0 | 0
STEL2609-Steel-MS Box Pipe--75X75X3Tmm-Kgs | Steel | MS Box Pipe | 68.44 | 0 | 0 |  | 0 |  |  | 0 | 0 | 0
STEL7347-Steel-MS Box Pipe--80X40X4Tmm-Kgs | Steel | MS Box Pipe | 83.44 | 0 | 0 |  | 0 |  |  | 0 | 0 | 0
STEL7201-Steel-MS Box Pipe--80mmx80mmx4mmT-Kgs | Steel | MS Box Pipe | 4498 | 5 | 22490 |  | 0 |  |  | 5 | 0 | 0
STEL7699-Steel-MS Box Pipe--90X50X3Tmm-Kgs | Steel | MS Box Pipe | 80.94 | 0 | 0 |  | 0 |  |  | 0 | 0 | 0
STEL2583-Steel-MS L Angle-6000Lmm-25X5Tmm-Kgs | Steel | MS L Angle | 268.44 | 226 | 60667.44 |  | 200 |  |  | 26 | 0 | 0
STEL3461-Steel-MS L Angle-6000Lmm-35X5Tmm-Kgs | Steel | MS L Angle | 77.53 | 0 | 0 |  | 0 |  |  | 0 | 0 | 0
STEL7401-Steel-MS L Angle-6000Lmm-40X6Tmm-Kgs | Steel | MS L Angle | 69.03 | 0 | 0 |  | 200 |  |  | -200 | 200 | 13806
STEL6449-Steel-MS L Angle-6000Lmm-50x5Tmm-Kgs | Steel | MS L Angle | 74.66 | 1073 | 80110.18 |  | 0 |  |  | 1073 | 0 | 0
STEL9703-Steel-MS L Angle-6000Lmm-65X6Tmm-Kgs | Steel | MS L Angle | 74.81 | 0 | 0 |  | 0 |  |  | 0 | 0 | 0
STEL9074-Steel-MS L Angle-6000Lmm-75x6Tmm-Kgs | Steel | MS L Angle | 40.36 | 81 | 3269.16 |  | 140 |  |  | -59 | 59 | 2381.24
STEL2325-Steel-MS L Angle-6000Lmm-100x6Tmm-Kgs | Steel | MS L Angle | 73.63 | 1121 | 82539.23 |  | 0 |  |  | 1121 | 0 | 0
STEL2028-Steel-MS ISMB--125X70X6000Lmm-Kgs | Steel | MS ISMB | 74.34 | 0 | 0 |  | 0 |  |  | 0 | 0 | 0
STEL8000-Steel-MS ISMB--100X60X6000Lmm-Kgs | Steel | MS ISMB | 35.4 | 449 | 15894.6 |  | 100 |  |  | 349 | 0 | 0
STEL5142-Steel-MS ISMB--150X150X6000Lmm-Kgs | Steel | MS ISMB | 100 | 0 | 0 |  | 0 |  |  | 0 | 0 | 0
STEL6320-Steel-MS ISMB--150X75X6000Lmm-Kgs | Steel | MS ISMB | 59 | 540 | 31860 |  | 0 |  |  | 540 | 0 | 0
STEL1319-Steel-MS ISMB-C class-250X125X6000Lmm-Kgs | Steel | MS ISMB | 59 | 617 | 36403 |  | 0 |  |  | 617 | 0 | 0
STEL1687-Steel-MS ISMB--200X100X6000Lmm-Kgs | Steel | MS ISMB | 40.12 | 82.12 | 3294.6544 |  | 0 |  |  | 82.12 | 0 | 0
STEL9053-Steel-MS ISMB--300X140X6000Lmm-Kgs | Steel | MS ISMB | 132.16 | 75 | 9912 |  | 0 |  |  | 75 | 0 | 0
STEL5337-Steel-MS ISMC--75X40X6000Lmm-Kgs | Steel | MS ISMC | 74.25 | 708 | 52569 |  | 400 |  |  | 308 | 0 | 0
STEL3140-Steel-MS ISMC--125X65X6000Lmm-Kgs | Steel | MS ISMC | 76.7 | 0 | 0 |  | 0 |  |  | 0 | 0 | 0
STEL9892-Steel-MS ISMC--100X50X6000Lmm-Kgs | Steel | MS ISMC | 72.4 | 573 | 41485.2 |  | 0 |  |  | 573 | 0 | 0
STEL5914-Steel-MS ISMC--150X75X6000Lmm-Kgs | Steel | MS ISMC | 76.7 | 0 | 0 |  | 0 |  |  | 0 | 0 | 0
STEL4478-Steel-MS ISMC--200X75X6000Lmm-Kgs | Steel | MS ISMC | 74.85 | 0 | 0 |  | 0 |  |  | 0 | 0 | 0
STEL1720-Steel-Binding Wire--20guage-Kg | Steel | Binding Wire | 83 | 2450 | 203350 |  | 2500 |  |  | -50 | 50 | 4150
[5 empty] | 994294.4844 | [6 empty] | 120185.48

## Friday-Steel-Fittings
SKU | Cat egory | Sub-Category | Rate (A) | Present Stock (B) | Present Stock Value (C=A*B) | Pending Delivery (D) | Min Stock (E) | New Orders Qty (F) | Details of New Orders | Shortfall in Stock (G=B+D-E-F) | Recommended Order Quantity (H) | Order Value (I=H*A)
STEL3538-Steel-MS Dummy Plate---25Dmm-Nos | Steel | MS Dummy Plate | 14.16 | 0 | 0 |  | 0 |  |  | 0 | 0 | 0
STEL8241-Steel-MS Dummy Plate---32Dmm-Nos | Steel | MS Dummy Plate | 18.88 | 0 | 0 |  | 0 |  |  | 0 | 0 | 0
STEL4354-Steel-MS Dummy Plate---50Dmm-Nos | Steel | MS Dummy Plate | 28.32 | 8 | 226.56 |  | 2 |  |  | 6 | 0 | 0
STEL7940-Steel-MS Dummy Plate---65Dmm-Nos | Steel | MS Dummy Plate | 33.04 | 0 | 0 |  | 0 |  |  | 0 | 0 | 0
STEL2348-Steel-MS Dummy Plate---80Dmm-Nos | Steel | MS Dummy Plate | 42.95 | 5 | 214.75 |  | 0 |  |  | 5 | 0 | 0
STEL7963-Steel-MS Dummy Plate---100DX5mm-Nos | Steel | MS Dummy Plate | 165.4 | 23 | 3804.2 |  | 2 |  |  | 21 | 0 | 0
STEL8850-Steel-MS Dummy Plate--200DX6Tmm-Nos. | Steel | MS Dummy Plate | 318.6 | 5 | 1593 |  | 2 |  |  | 3 | 0 | 0
STEL3676-Steel-MS Flange-Table E-50DX10Tmm with 4Holes-Nos. | Steel | MS Flange-Table E | 196.35 | 4 | 785.4 |  | 3 |  |  | 1 | 0 | 0
STEL6429-Steel-MS Flange-Table E-200DX16Tmm with 8Holes-Nos. | Steel | MS Flange-Table E | 1030.14 | 0 | 0 |  | 4 |  |  | -4 | 4 | 4120.56
STEL8404-Steel-MS Dummy Flange-Table -E-125Dx14Tmm-8Holes-Nos. | Steel | MS Flange-Table E | 538.08 | 0 | 0 |  | 0 |  |  | 0 | 0 | 0
STEL6141-Steel-MS Flange-Table E-150DX15Tmm with 8Holes-Nos. | Steel | MS Flange-Table E | 908.6 | 16 | 14537.6 |  | 10 |  |  | 6 | -6 | -5451.6
STEL9059-Steel-MS Flanges Table E--125Dx14Tmmx8Holes-Nos. | Steel | MS Flange-Table E | 542.8 | 0 | 0 |  | 0 |  |  | 0 | 0 | 0
STEL2128-Steel-MS Dummy Flange-Table E-150DX12Tmm with 8Holes-Nos. | Steel | MS Flange-Table E | 561.68 | 20 | 11233.6 |  | 1 |  |  | 19 | 0 | 0
STEL3746-Steel-MS Flange-Table E-80DX8Tmm with 4Holes-Nos. | Steel | MS Flange-Table E | 227.74 | 43 | 9792.82 |  | 3 |  |  | 40 | 0 | 0
STEL7502-Steel-MS Flange-Table E--65DmmX4Holes-Nos | Steel | MS Flange-Table E | 212.4 | 20 | 4248 |  | 0 |  |  | 20 | 0 | 0
STEL3791-Steel-MS 90 Bend-C Class--200Dmm-Nos | Steel | MS 90 Bend-C Class | 2212.5 | 0 | 0 |  | 10 |  |  | -10 | 10 | 22125
STEL9792-Steel-MS 90 Bend-C Class--80Dmm-Nos | Steel | MS 90 Bend-C Class | 654.9 | 7 | 4584.3 |  | 10 |  |  | -3 | 3 | 1964.7
STEL2766-Steel-MS 90 Bend-C Class--50Dmm-Nos | Steel | MS 90 Bend-C Class | 165.2 | 0 | 0 |  | 20 |  |  | -20 | 20 | 3304
STEL3027-Steel-MS 90 Bend-C Class--100Dmm-Nos | Steel | MS 90 Bend-C Class | 316.24 | 10 | 3162.4 |  | 10 |  |  | 0 | 0 | 0
[5 empty] | 54182.63 | [6 empty] | 26062.66

## Friday-Fire&safety-FAS
SKU | Cat egory | Sub-Category | Rate (A) | Present Stock (B) | Present Stock Value (C=A*B) | Pending Delivery (D) | Min Stock (E) | New Orders Qty (F) | Details of New Orders | Shortfall in Stock (G=B+D-E-F) | Recommended Order Quantity (H) | Order Value (I=H*A)
FIRE2644-Fire & Safety-Hooter-Non Addressible--Nos. | Fire&safety | Hooter-Non addressible | 312 | 2 | 624 |  | 10 |  |  | -8 | 0 | 0
FIRE-5585-Fire & Saftey -Hooter Addressible -Nos | Fire&safety | Hooter addressible | 554 | 4 | 2216 |  | 10 |  |  | -6 | 0 | 0
FIRE7360-Fire & Safety-Manual Call point-Non addressible--Nos. | Fire&safety | Manual Call point Non addressible | 292 | 11 | 3212 |  | 10 |  |  | 1 | 0 | 0
FIRE-1057-Fire & Saftey -manual call point Addressible -Nos | Fire&safety | manual call point Addressible -Nos | 2655 | 3 | 7965 |  | 5 |  |  | -2 | 0 | 0
FIRE7603-Fire & Safety-Copper Cable-Red-FRLS--2coreX1.5sqm-Bundles | Fire&safety | Copper Cable FRLS | 29200 | 3 | 87600 |  | 3 |  |  | 0 | 0 | 0
FIRE8325-Fire & Safety-Smoke detector-Addressible--Nos. | Fire&safety | Smoke detector addressible | 1640.2 | 5 | 8201 |  | 50 |  |  | -45 | 0 | 0
FIRE7855-Fire & Safety-Smoke detector-Non addressible--Nos. | Fire&safety | Smoke detector Non addressible | 726 | 40 | 29040 |  | 10 |  |  | 30 | 0 | 0
FIRE3099-Fire & Safety-Control module Addressible -Nos | Fire&safety | Control module addressible | 2967.7 | 0 | 0 |  | 5 |  |  | -5 | 0 | 0
FIRE8786-Fire & Safety-Response Indicator---Nos. | Fire&safety | Response Indicator | 55.22 | 30 | 1656.6 |  | 5 |  |  | 25 | 0 | 0
[5 empty] | 140514.6 |  |  |  |  | 0 |  | 0

## Friday-Fire&safety-FFS
SKU | Cat egory | Sub-Category | Rate (A) | Present Stock (B) | Present Stock Value (C=A*B) | Pending Delivery (D) | Min Stock (E) | New Orders Qty (F) | Details of New Orders | Shortfall in Stock (G=B+D-E-F) | Recommended Order Quantity (H) | Order Value (I=H*A)
FIRE1371-Fire & Safety-Brass Sprinkler---Nos. | Fire&safety | Brass Sprinkler | 625 | 211 | 131875 |  | 0 |  |  | -211 | 0 | 0
1990-Fire & Saftey-Flexible Sprinkler Hose -25DX1500LMM-Nos | Fire&safety | Flexible Sprinkler hose | 885 | 9 | 7965 |  | 10 |  |  | 1 | 1 | 885
1993-Fire & Saftey-Flexible Sprinkler Hose -25DX1000LMM-Nos | Fire&safety | Flexible Sprinkler hose | 767 | 20 | 15340 |  | 10 |  |  | -10 | 0 | 0
FIRE6625-Fire & Safety-Fire fighting-Fire Sprinklers-Pendant type--Nos. | FIRE | Fire sprikler | 183 | 350 | 64050 |  | 100 |  |  | -250 | 80 | 14640
FIRE8242-Fire & Safety-Fire fighting-Fire Sprinkers-Wall mounted--Nos. | FIRE | Fire sprikler | 195 | 20 | 3900 |  | 10 |  |  | -10 | 0 | 0
FIRE7259-Fire & Safety-Fire fighting-Fire Sprinklers-Upright--Nos. | FIRE | Fire sprikler | 183 | 120 | 21960 |  | 10 |  |  | -110 | 0 | 0
FIRE1291-Fire & Safety-Hose Box-Double Door--Nos. | Fire&safety | Hose Box | 4786.08 | 4 | 19144.32 |  | 5 |  |  | 1 | 0 | 0
FIRE5726-Fire & Safety-Hose Reel Drum--30mtrs-Nos. | Fire&safety | Hose Reel drum | 7056.4 | 22 | 155240.8 |  | 3 |  |  | -19 | 0 | 0
FIRE2597-Fire & Safety-Fire reel drum--20DX30mL-Nos. | FIRE | Fire reel drum | 5900 | 10 | 59000 |  | 6 |  |  | -4 | 0 | 0
FIRE5317-Fire & Safety-SS Hydrant Valve--63Dmm-Nos. | Fire&safety | SS Hydrant valve | 8437 | 1 | 8437 |  | 5 |  |  | 4 | 0 | 0
FIRE7441-Fire & Safety-SS Branch pipe--63Dmm-Nos. | Fire&safety | Fire&safety | 2198 | 1 | 2198 |  | 2 |  |  | 1 | 1 | 2198
HVAC1996-HVAC-SS Syphon pipe--15mm-Nos. | HVAC | SS Syphon pipe | 233 | 20 | 4660 |  | 5 |  |  | -15 | 0 | 0
FIRE1165-Fire & Safety-Butterfly valve-PN16-80Dmm-Nos. | Fire&safety | Butterfly valve | 2699 | 2 | 5398 |  | 5 |  |  | 3 | 3 | 8097
FIRE1351-Fire & Safety-Butterfly valve-PN 16-100mm-Nos. | Fire&safety | Butterfly valve | 4111 | 0 | 0 |  | 5 |  |  | 5 | 5 | 20555
FIRE5317-Fire & Safety-SS Hydrant Valve--63Dmm-Nos. | Fire&safety | SS Hydrant valve | 8437 | 1 | 8437 |  | 2 |  |  | 1 | 0 | 0
FIRE1672-Fire & Safety-Forged Brass Ball valve--20mm-Nos. | Fire&safety | Forged Brass Ball valve | 543 | 68 | 36924 |  | 5 |  |  | -63 | 0 | 0
FIRE3382-Fire & Safety-Forged Brass Ball valve--25mm-Nos. | Fire&safety | Forged Brass Ball valve | 906 | 5 | 4530 |  | 5 |  |  | 0 | 0 | 0
FIRE1913-Fire & Safety-Forged Brass Ball valve--40mm-Nos. | Fire&safety | Fire&safety | 3672 | 5 | 18360 |  | 2 |  |  | -3 | 0 | 0
FIRE5003-Fire & Safety-Forged Brass Ball valve--50mm-Nos. | Fire&safety | Forged Brass Ball valve | 4743.83 | 0 | 0 |  | 2 |  |  | 2 | 0 | 0
FIRE9710-Fire & Safety-Butterfly valve-PN 16-50mm-Nos. | Fire&safety | Butterfly valve | 2178 | 0 | 0 |  | 5 |  |  | 5 | 5 | 10890
FIRE6757-Fire & Safety-Butterfly valve-Gear type-150mm-Nos. | Fire&safety | Butterfly valve | 11982 | 0 | 0 |  | 5 |  |  | 5 | 5 | 59910
FIRE1160-Fire & Safety-Butterfly valve-Gear Type-200mm-Nos. | Fire&safety | Butterfly valve | 23930 | 0 | 0 |  | 5 |  |  | 5 | 5 | 119650
HVAC2886-HVAC-Air Release Valve--20mm-Nos. | HVAC | Air Release Valve | 1417 | 0 | 0 |  | 5 |  |  | 5 | 0 | 0
HVAC1264-HVAC-Butterfly valve--125mm-Nos. | HVAC | Butterfly valve | 1784 | 0 | 0 |  | 0 |  |  | 0 | 0 | 0
HVAC1066-HVAC-Butterfly valve-PN16-150Dmm-Nos. | HVAC | Butterfly valve | 5780 | 3 | 17340 |  | 5 |  |  | 2 | 0 | 0
HVAC3178-HVAC-Butterfly valve-PN16-200Dmm-Nos. | HVAC | Butterfly valve | 5743 | 6 | 34458 |  | 0 |  |  | -6 | 0 | 0
HVAC6143-HVAC-Butterfly valve-PN16-250Dmm-Nos. | HVAC | Butterfly valve | 3000 | 0 | 0 |  | 0 |  |  | 0 | 0 | 0
HVAC4253-HVAC-Butterfly valve-PN16-300Dmm-Nos. | HVAC | Butterfly valve | 18019 | 0 | 0 |  | 0 |  |  | 0 | 0 | 0
HVAC4158-HVAC-Gear Valve--300mm-Nos. | HVAC | Gear Valve | 22500 | 0 | 0 |  | 0 |  |  | 0 | 0 | 0
HVAC2834-HVAC-Gear Valve--250mm-Nos. | HVAC | Gear Valve | 19382 | 0 | 0 |  | 0 |  |  | 0 | 0 | 0
HVAC8332-HVAC-Balancing Valve--200Dmm-Nos. | HVAC | Balancing Valve | 53100 | 4 | 212400 |  | 0 |  |  | -4 | 0 | 0
HVAC5032-HVAC-Balancing Valve--150Dmm-Nos. | HVAC | Balancing Valve | 20620 | 2 | 41240 |  | 0 |  |  | -2 | 0 | 0
HVAC3105-HVAC-Balancing Valve--250Dmm-Nos. | HVAC | Balancing Valve | 10422 | 0 | 0 |  | 0 |  |  | 0 | 0 | 0
HVAC9654-HVAC-Motorised Valve--150Dmm-Nos. | HVAC | Motorised Valve | 43200 | 0 | 0 |  | 0 |  |  | 0 | 0 | 0
PLUM6888-Plumbing-Non return valve--100mm-Nos. | PLUM | NRV | 4472 | 0 | 0 |  | 3 |  |  | 3 | 2 | 8944
PLUM9959-Plumbing-Non return valve--150Dmm-Nos. | PLUM | NRV | 6800 | 0 | 0 |  | 5 |  |  | 5 | 2 | 13600
FIRE6075-Fire & Safety-Y Strainer--100mm-Nos. | FIRE | Y stainer | 8000 | 0 | 0 |  | 2 |  |  | 2 | 2 | 16000
HVAC9452-HVAC-Y Strainer--150Dmm-Nos. | HVAC | Y stainer | 16319 | 0 | 0 |  | 2 |  |  | 2 | 2 | 32638
FIRE7391-Fire & Safety-Y Strainer--200mm-Nos. | FIRE | Y stainer | 30508 | 0 | 0 |  | 0 |  |  | 0 | 2 | 61016
[5 empty] | 872857.12 | [6 empty] | 369023

## Fri-Fire&safety-Instrumentation
SKU | Cat egory | Sub-Category | Rate (A) | Present Stock (B) | Present Stock Value (C=A*B) | Pending Delivery (D) | Min Stock (E) | New Orders Qty (F) | Details of New Orders | Shortfall in Stock (G=B+D-E-F) | Recommended Order Quantity (H) | Order Value (I=H*A)
FIRE7160-Fire & Safety-Fire Alarm Panel--12Zone-Nos. | Fire&safety | Fire Alarm | 17292.2 | 2 | 34584.4 |  | 0 |  |  | -2 | 0 | 0
FIRE2531-Fire & Safety-Fire Alarm Panel--8Zone-Nos. | Fire&safety | Fire&safety | 10431 | 1 | 10431 |  | 0 |  |  | -1 | 0 | 0
HVAC5311-HVAC-BTU Meter---Nos. | HVAC | BTU Meter | 44511 | 2 | 89022 |  | 0 |  |  | 2 | 0 | 0
FIRE2009-Fire & Safety-Wet type Fire extinguisher-9LtrsNos. | Fire&safety | Wet type Fire extinguisher | 1392 | 20 | 27840 |  | 0 |  |  | 20 | 0 | 0
IRE9532-Fire & Safety-Wet type Fire extinguisher--Misc-Nos. | Fire&safety | Wet type Fire extinguisher | 1496 | 0 | 0 |  | 0 |  |  | 0 | 0 | 0
FIRE6733-Fire & Safety-Dry type Fire extinguisher-C02-6-Kgs | Fire&safety | Dry type Fire extinguisher-C02 | 17100.56 | 0 | 0 |  | 10 |  |  | -10 | 10 | 171005.6
FIRE7790-Fire & Safety-Dry type Fire extinguisher-ABC-6-Kgs | Fire&safety | Dry type Fire extinguisher-ABC- | 1462.02 | 0 | 0 |  | 10 |  |  | -10 | 10 | 14620.2
[5 empty] | 161877.4 | [6 empty] | 185625.8

## Friday-New Pumps
SKU | Cat egory | Sub-Category | Rate (A) | Present Stock (B) | Present Stock Value (C=A*B) | Pending Delivery (D) | Min Stock (E) | New Orders Qty (F) | Details of New Orders | Shortfall in Stock (G=B+D-E-F) | Recommended Order Quantity (H) | Order Value (I=H*A)
PLUM8711-Self priming dewatering mono-block pump - 1HP - 1 phase- SP-OM | Kirloskar | Mono-block pump | 20028 | 0 | 0 | 0 | 2 | 0 |  | -2 | 2 | 40056
PLUM2237-Self priming dewatering mono-block pump - 1HP- 3 phase- SP-OM | Kirloskar | Mono-block pump | 20356 | 0 | 0 | 0 | 2 | 0 |  | -2 | 2 | 40712
PLUM4836-Self priming dewatering mono-block pump - 2HP- 3 phase-SP-1HM | Kirloskar | Mono-block pump | 25115 | 0 | 0 | 0 | 2 | 0 |  | -2 | 2 | 50230
PLUM8991-Self priming dewatering mono-block pump - 3HP- 3 phase-SP-2HM | Kirloskar | Mono-block pump | 32353 | 0 | 0 | 0 | 2 | 0 |  | -2 | 2 | 64706
PLUM7959-Self priming dewatering mono-block pump - 5HP- 3 phase-SP-3L+M | Kirloskar | Mono-block pump | 43185 | 0 | 0 | 0 | 2 | 0 |  | -2 | 2 | 86370
PLUM1594-Dewatering cutter type SS Pump -1 HP -Single phase-STPM 12 | Crompton | Cutter type Pump | 13795 | 0 | 0 | 0 | 2 | 0 |  | -2 | 2 | 27590
PLUM3642-Dewatering sewage cutter pump with auto on/off - 1.75HP- 1 phase-1300-BW | Kirloskar | Cutter type Pump | 28597 | 0 | 0 | 0 | 2 | 0 |  | -2 | 2 | 57194
PLUM8358-Dewatering sewage cutter pump with auto on/off - 2.5HP- 3 phase-1800-BW | Kirloskar | Cutter type Pump | 36605 | 0 | 0 | 0 | 2 | 0 |  | -2 | 2 | 73210
PLUM6874-Dewatering cutter pump with auto on/off - 5HP- 3 phase-3700-CW | Kirloskar | Cutter type Pump | 59265 | 0 | 0 | 0 | 0 | 0 |  | 0 | 0 | 0
PLUM3856-Dewatering petrol engine pumps - 3HP-MK-12/2 HSPP | Greaves | Petrol engine pumps | 55000 | 0 | 0 | 0 | 0 | 0 |  | 0 | 0 | 0
PLUM2682-Dewatering diesel pumps - 5HP-5520-STD-CNL-4 | Greaves | Diesel pumps | 90000 | 0 | 0 | 0 | 0 | 0 |  | 0 | 0 | 0
PLUM2682-Dewatering diesel pumps - 5HP-Varsha-4 | Kirloskar | Diesel pumps | 40000 | 0 | 0 | 0 | 0 | 0 |  | 0 | 0 | 0
PLUM9744-Dewatering diesel pumps - 6HP-TAF1 | Kirloskar | Diesel pumps | 90000 | 0 | 0 | 0 | 0 | 0 |  | 0 | 0 | 0
PLUM4173-Dewatering Jet pump-1.5 HP-MV/NA2-9 | LUBI | Jet pump | 19470 | 0 | 0 | 0 | 0 | 0 |  | 0 | 0 | 0
PLUM6013-Openwell submersible pump - 1HP- 3 phase-KOSI-116 | Kirloskar | Open-well submersible | 15983 | 1 | 15983 | 0 | 0 | 0 |  | 1 | 0 | 0
PLUM5520-Openwell submersible pump - 1HP- 1 phase-Aquapro | KSB | Open-well submersible | 22467 | 0 | 0 | 0 | 0 | 0 |  | 0 | 0 | 0
PLUM8671-Openwell submersible pump - 2HP- 1 phase-MR2.0 | KSB | Open-well submersible | 19273 | 0 | 0 | 0 | 0 | 0 |  | 0 | 0 | 0
PLUM5681-Openwell submersible pump - 2HP- 1 phase-LHMS-58A | LUBI | Open-well submersible | 12980 | 0 | 0 | 0 | 0 | 0 |  | 0 | 0 | 0
PLUM2424-Openwell submersible pump - 1HP- 1 phase-KOS-134 | Kirloskar | Open-well submersible | 15983 | 0 | 0 | 0 | 0 | 0 |  | 0 | 0 | 0
PLUM9195-Openwell submersible pump - 1.5HP- 3 phase-KOSI-1.540 | Kirloskar | Open-well submersible | 19891 | 0 | 0 | 0 | 0 | 0 |  | 0 | 0 | 0
PLUM1340-Openwell submersible pump - 2HP- 3 phase-KOSI-235M | Kirloskar | Open-well submersible | 24994 | 0 | 0 | 0 | 2 | 0 |  | -2 | 2 | 49988
PLUM2347-Openwell submersible pump - 2HP- 1 phase-KOSI-225 | Kirloskar | Open-well submersible | 23277 | 0 | 0 | 0 | 2 | 0 |  | -2 | 2 | 46554
PLUM6397-Openwell submersible pump - 3HP- 3 phase-KOS-335 | Kirloskar | Open-well submersible | 24994 | 0 | 0 | 0 | 2 | 0 |  | -2 | 2 | 49988
PLUM2513-Openwell submersible pump - 5HP- 3 phase-KOSI-538 | Kirloskar | Open-well submersible | 23277 | 0 | 0 | 0 | 2 | 0 |  | -2 | 2 | 46554
PLUM4473-Mono block pumps - 0.5HP- 1 phase-Jalraj | Kirloskar | Monoblock pump | 3996 | 0 | 0 | 0 | 2 | 0 |  | -2 | 2 | 7992
PLUM3173-Mono block pumps - 1HP- 1 phase-Chotu ultra | Kirloskar | Monoblock pump | 3445 | 0 | 0 | 0 | 0 | 0 |  | 0 | 0 | 0
PLUM4676-Swimming pool pump- 1 phase-LBM-320 | Lubi | Swimming pool pump | 20945 | 0 | 0 | 0 | 0 | 0 |  | 0 | 0 | 0
PLUM5988-Borewell pump multi stage - 1.5HP- 16 Stage -Single Phase-NEO 30-1016 | Kirloskar | Borewell pump | 18890 | 0 | 0 | 0 | 0 | 0 |  | 0 | 0 | 0
PLUM3503-Borewell pump multi stage - 1.5HP - 0-48 lpm - head 140-72m - 20-stages- 1 phase-NEO 30-1520 | Kirloskar | Borewell pump | 21276 | 0 | 0 | 0 | 0 | 0 |  | 0 | 0 | 0
PLUM1722-Borewell pump multi stage - 3HP - 23-stages- 3 phase-Cora 4C/23 | KSB | Borewell pump | 28110 | 0 | 0 | 0 | 0 | 0 |  | 0 | 0 | 0
PLUM1142-Plumbing-Borewell submersible pump-Head 10M Single Phase -0.5HP-CORA 2C/7 | KSB | Borewell pump | 14610 | 0 | 0 | 0 | 2 | 0 |  | -2 | 2 | 29220
PLUM4505-Plumbing-Borewell submersible pump-Head-30M-Three phase -1HP- CORA 2C/13 | KSB | Borewell pump | 22351 | 0 | 0 | 0 | 2 | 0 |  | -2 | 2 | 44702
PLUM0000-Plumbing-Borewell submersible pump-Head-100M-Three Phase -3HP-CORA 2C/33 | KSB | Borewell pump | 26858 | 0 | 0 | 0 | 2 | 0 |  | -2 | 2 | 53716
PLUM2034-Plumbing-Borewell submersible pump-Head-150M-Three Phase -5HP-CORA 2C/70 | KSB | Borewell pump | 45983 | 0 | 0 | 0 | 2 | 0 |  | -2 | 2 | 91966
[5 empty] | 15983 | [5 empty] | 34 | 860748

## Friday-Old pumps
SKU | Cat egory | Sub-Category | Rate (A) | Present Stock (B) | Present Stock Value (C=A*B) | Repair (D)
PLUM8711-Self priming dewatering mono-block pump - 1HP - 1 phase- SP-OM | Kirloskar | Mono-block pump | 12016.8 | 3 | 36050.4 | 0
PLUM2237-Self priming dewatering mono-block pump - 1HP- 3 phase- SP-OM | Kirloskar | Mono-block pump | 12213.6 | 6 | 73281.6 | 0
PLUM4836-Self priming dewatering mono-block pump - 2HP- 3 phase-SP-1HM | Kirloskar | Mono-block pump | 15069 | 3 | 45207 | 0
PLUM8991-Self priming dewatering mono-block pump - 3HP- 3 phase-SP-2HM | Kirloskar | Mono-block pump | 19411.8 | 4 | 77647.2 | 0
PLUM7959-Self priming dewatering mono-block pump - 5HP- 3 phase-SP-3L+M | Kirloskar | Mono-block pump | 25911 | 1 | 25911 | 0
PLUM6874-Dewatering cutter pump with auto on/off - 5HP- 3 phase-3700-CW | Kirloskar | Cutter type Pump | 35559 | 3 | 106677 | 0
PLUM3856-Dewatering petrol engine pumps - 3HP-MK-12/2 HSPP | Greaves | Petrol engine pumps | 33000 | 4 | 132000 | 0
PLUM2682-Dewatering diesel pumps - 5HP-5520-STD-CNL-4 | Greaves | Diesel pumps | 54000 | 3 | 162000 | 0
PLUM4173-Dewatering Jet pump-1.5 HP-MV/NA2-9 | LUBI | Jet pump | 11682 | 1 | 11682 | 0
PLUM5681-Openwell submersible pump - 2HP- 1 phase-LHMS-58A | LUBI | Open-well submersible | 7788 | 1 | 7788 | 0
PLUM2424-Openwell submersible pump - 1HP- 1 phase-KOS-134 | Kirloskar | Open-well submersible | 9589.8 | 1 | 9589.8 | 0
PLUM9195-Openwell submersible pump - 1.5HP- 3 phase-KOSI-1.540 | Kirloskar | Open-well submersible | 11934.6 | 1 | 11934.6 | 0
PLUM1340-Openwell submersible pump - 2HP- 3 phase-KOSI-235M | Kirloskar | Open-well submersible | 14996.4 | 5 | 74982 | 0
PLUM2347-Openwell submersible pump - 2HP- 1 phase-KOSI-225 | Kirloskar | Open-well submersible | 13966.2 | 2 | 27932.4 | 0
PLUM6397-Openwell submersible pump - 3HP- 3 phase-KOS-335 | Kirloskar | Open-well submersible | 14996.4 | 5 | 74982 | 0
PLUM2513-Openwell submersible pump - 5HP- 3 phase-KOSI-538 | Kirloskar | Open-well submersible | 13966.2 | 4 | 55864.8 | 0
PLUM4473-Mono block pumps - 0.5HP- 1 phase-Jalraj | Kirloskar | Monoblock pump | 2397.6 | 1 | 2397.6 | 0
PLUM3173-Mono block pumps - 1HP- 1 phase-Chotu ultra | Kirloskar | Monoblock pump | 2067 | 1 | 2067 | 0
PLUM4676-Swimming pool pump- 1 phase-LBM-320 | Lubi | Swimming pool pump | 12567 | 2 | 25134 | 0
PLUM5988-Borewell pump multi stage - 1.5HP- 16 Stage -Single Phase-NEO 30-1016 | Kirloskar | Borewell pump | 11334 | 1 | 11334 | 0
PLUM3503-Borewell pump multi stage - 1.5HP - 0-48 lpm - head 140-72m - 20-stages- 1 phase-NEO 30-1520 | Kirloskar | Borewell pump | 12765.6 | 1 | 12765.6 | 0
PLUM1722-Borewell pump multi stage - 3HP - 23-stages- 3 phase-Cora 4C/23 | KSB | Borewell pump | 16866 | 1 | 16866 | 0
|  |  |  | 54 | 1004094

## Thu-Consumables
SKU | Cat egory | Sub-Category | Rate (A) | Present Stock (B) | Present Stock Value (C=A*B) | Pending Delivery (D) | Min Stock (E) | New Orders Qty (F) | Details of New Orders | Shortfall in Stock (G=B+D-E-F) | Recommended Order Quantity (H) | Order Value (I=H*A)
CONS7495-Consumables-Air Freshner---Misc-Nos | Consumables | Air Freshner | 45 | 1 | 45 |  | 24 |  |  | 23 | 23 | 1035
CONS6564-Consumables-Bombay Brooms Big--Misc-Nos. | Consumables | Bombay Brooms Big | 80 | 52 | 4160 |  | 50 |  |  | -2 | 0 | 0
CONS8566-Consumables-Bombay Brooms Small---Misc-Nos | Consumables | Bombay Brooms Small | 10 | 260 | 2600 |  | 300 |  |  | 40 | 40 | 400
CONS6615-Consumables-Cleaning Brush---Misc-Nos | Consumables | Cleaning Brush | 50 | 4 | 200 |  | 10 |  |  | 6 | 6 | 300
CONS6196-Consumables-Cleaning Cloth--Misc-Nos. | Consumables | Cleaning Cloth | 15 | 149 | 2235 |  | 60 |  |  | -89 | 0 | 0
CONS9057-Consumables-Cobweb broom stick--Misc-Nos. | Consumables | Cobweb broom stick | 100 | 11 | 1100 |  | 10 |  |  | -1 | 0 | 0
CONS9459-Consumables-Coconut Brooms--Misc-Nos. | Consumables | Coconut Brooms | 14 | 37 | 518 |  | 100 |  |  | 63 | 63 | 882
CONS9323-Consumables-Coffee Powder--Nescafe-1kg-Pkts | Consumables | Coffee Powder | 375 | 10 | 3750 |  | 10 |  |  | 0 | 0 | 0
CONS8873-Consumables-Colin 500 ml---Misc-Nos | Consumables | Colin 500 ml | 87 | 35 | 3045 |  | 24 |  |  | -11 | 0 | 0
CONS4941-Consumables-Dish washing liquid/soap--Misc-Nos. | Consumables | Dish washing liquid/soap | 25 | 9 | 225 |  | 24 |  |  | 15 | 15 | 375
CONS1763-Consumables-Door Mats--Misc-Nos. | Consumables | Door Mats | 48 | 21 | 1008 |  | 24 |  |  | 3 | 3 | 144
CONS7245-Consumables-Dust Pan-PVC-Misc-Nos. | Consumables | Dust Pan | 20 | 21 | 420 |  | 10 |  |  | -11 | 0 | 0
CONS2101-Consumables-Dustbin-PVC-Misc-Nos. | Consumables | Dustbin | 50 | 2 | 100 |  | 10 |  |  | 8 | 8 | 400
CONS2830-Consumables-First Aid Kit--Misc-Nos. | Consumables | First Aid Kit | 780 | 4 | 3120 |  | 5 |  |  | 1 | 1 | 780
CONS5033-Consumables-Floor cleaner--500 ml-Nos. | Consumables | Floor cleaner | 91 | 28 | 2548 |  | 24 |  |  | -4 | 0 | 0
CONS6639-Consumables-Gunny bags--Misc-Bags | Consumables | Gunny bags | 16 | 1050 | 16800 |  | 1000 |  |  | -50 | 0 | 0
CONS1624-Consumables-Handwash liquid--Misc-Nos. | Consumables | Handwash liquid | 85 | 19 | 1615 |  | 24 |  |  | 5 | 5 | 425
CONS3661-Consumables-Keychain+rings--Misc-Nos. | Consumables | Keychain+rings | 5 | 50 | 250 |  | 100 |  |  | 50 | 50 | 250
CONS8187-Consumables-Mopping cloth--Misc-Nos. | Consumables | Mopping cloth | 15 | 174 | 2610 |  | 60 |  |  | -114 | 0 | 0
CONS1056-Consumables-Mopping Sitck--Misc-Nos. | Consumables | Mopping Sitck | 100 | 21 | 2100 |  | 10 |  |  | -11 | 0 | 0
CONS9692-Consumables-Plastic Bucket-with mug White-Misc-Nos. | Consumables | Plastic Bucket | 200 | 14 | 2800 |  | 10 |  |  | -4 | 0 | 0
CONS8219-Consumables-Plastic Covers--Misc-Nos. | Consumables | Plastic Covers | 100 | 1 | 100 |  | 1 |  |  | 0 | 0 | 0
CONS6007-Consumables-PVC Door Mat--1200X600mm-Nos. | Consumables | PVC Door Mat | 720 | 5 | 3600 |  | 5 |  |  | 0 | 0 | 0
CONS5492-Consumables-Scrubber--Misc-Nos. | Consumables | Scrubber | 10 | 2 | 20 |  | 12 |  |  | 10 | 10 | 100
CONS2518-Consumables-Tea Powder--Misc-pkts | Consumables | Tea Powder | 365 | 6 | 2190 |  | 10 |  |  | 4 | 4 | 1460
CONS1509-Consumables-Toilet cleaner--500ml-Nos. | Consumables | Toilet cleaner | 91 | 34 | 3094 |  | 24 |  |  | -10 | 0 | 0
CONS5716-Consumables-Torch Light Big--Misc-Nos. | Consumables | Torch Light Big | 615 | 6 | 3690 |  | 5 |  |  | -1 | 0 | 0
CONS6689-Consumables-Water Bottles--1 Ltr-Nos. | Consumables | Water Bottles | 30 | 41 | 1230 |  | 24 |  |  | -17 | 0 | 0
CONS2454-Consumables-Water can--20 Ltrs-Nos. | Consumables | Water can | 150 | 0 | 0 |  | 2 |  |  | 2 | 2 | 300
CONS1538-Consumables-Water Bottles--250ml-Nos. | Consumables | Water Bottles | 4.2 | 4020 | 16884 |  | 2500 |  |  | -1520 | 0 | 0
CONS7283-Consumables-Wiper--Misc-Nos. | Consumables | Wiper | 90 | 10 | 900 |  | 10 |  |  | 0 | 0 | 0
[5 empty] | 82957 | [6 empty] | 6851

## Thu-Stationary
SKU | Cat egory | Sub-Category | Rate (A) | Present Stock (B) | Present Stock Value (C=A*B) | Pending Delivery (D) | Min Stock (E) | New Orders Qty (F) | Details of New Orders | Shortfall in Stock (G=B+D-E-F) | Recommended Order Quantity (H) | Order Value (I=H*A)
STAT4079-Stationary-Binder Clips---15mm-Nos | Stationery | Binder Clips | 23 | 20 | 460 |  | 20 |  |  | 0 | 0 | 0
STAT3692-Stationary-Binder Clips---20mm-Nos | Stationery | Binder Clips | 20 | 49 | 980 |  | 48 |  |  | -1 | 0 | 0
STAT3831-Stationary-Binder Clips---25mm-Nos | Stationery | Binder Clips | 27 | 30 | 810 |  | 20 |  |  | -10 | 0 | 0
STAT4023-Stationary-Binder Clips---35mm-Nos | Stationery | Binder Clips | 40 | 45 | 1800 |  | 36 |  |  | -9 | 0 | 0
STAT1083-Stationary-Box File Big---Misc-Nos | Stationery | Box File-Big | 55 | 40 | 2200 |  | 30 |  |  | -10 | 0 | 0
STAT4855-Stationary-Box File Small---Misc-Nos | Stationery | Box File-Small | 50 | 24 | 1200 |  | 24 |  |  | 0 | 0 | 0
STAT2503-Stationary-Calculator---Misc-Nos | Stationery | Calculator | 150 | 10 | 1500 |  | 5 |  |  | -5 | 0 | 0
STAT8323-Stationary-Carbon Paper---A4-Boxes | Stationery | Carbon Paper | 150 | 7 | 1050 |  | 5 |  |  | -2 | 0 | 0
STAT9799-Stationary-CD Marker---Misc-Nos | Stationery | CD Marker | 10 | 30 | 300 |  | 20 |  |  | -10 | 0 | 0
STAT8800-Stationary-Cello Tapes --50Wmm-Nos. | Stationery | CelloTape | 30 | 46 | 1380 |  | 30 |  |  | -16 | 0 | 0
STAT3400-Stationary-Chalk Piece---Misc-Boxes | Stationery | Chalk Piece | 180 | 3 | 540 |  | 5 |  |  | 2 | 2 | 360
STAT1670-Stationary-Erazers---Misc-Nos | Stationery | Erazers | 50 | 10 | 500 |  | 10 |  |  | 0 | 0 | 0
STAT1870-Stationary-Executive Bond papers---Misc-Bundles | Stationery | Executive Bond Papers | 350 | 6 | 2100 |  | 5 |  |  | -1 | 0 | 0
STAT5693-Stationary-Fevistick---Misc-Nos | Stationery | Fevistick | 18 | 24 | 432 |  | 30 |  |  | 6 | 6 | 108
STAT4663-Stationary-File folder L---Misc-Nos | Stationery | File Folder L | 6 | 254 | 1524 |  | 200 |  |  | -54 | 0 | 0
STAT2733-Stationary-Gum---150ml-Nos | Stationery | Gum-150 ml | 45 | 8 | 360 |  | 10 |  |  | 2 | 2 | 90
STAT7304-Stationary-Highlighter---Misc-Nos | Stationery | Highlighter | 18 | 29 | 522 |  | 30 |  |  | 1 | 1 | 18
STAT1112-Stationary-Lable Sheet book---Misc-Nos | Stationery | Lable sheet Book | 250 | 8 | 2000 |  | 10 |  |  | 2 | 2 | 500
STAT2674-Stationary-Ledger Paper-Green--Misc-Bundles | Stationery | Ledger Paper | 380 | 5 | 1900 |  | 5 |  |  | 0 | 0 | 0
STAT5876-Stationary-Paper A3---Misc-Bundles | Stationery | Paper A3-75GSM | 570 | 10 | 5700 |  | 5 |  |  | -5 | 0 | 0
STAT5876-Stationary-Paper A3---Misc-Bundles | Stationery | Paper A3-100GSM | 850 | 0 | 0 |  | 5 |  |  | 5 | 5 | 4250
STAT5901-Stationary-Paper A4--Misc-Bundles | Stationery | Paper A4-75GSM | 270 | 20 | 5400 |  | 80 |  |  | 60 | 60 | 16200
STAT5901-Stationary-Paper A4--Misc-Bundles | Stationery | Pper A4-100GSM | 380 | 27 | 10260 |  | 5 |  |  | -22 | 0 | 0
STAT7305-Stationary-Paper A5---Misc-Bundles | Stationery | Paper A5 | 150 | 20 | 3000 |  | 20 |  |  | 0 | 0 | 0
STAT3016-Stationary-pen-black color-Cello Fine grip-Misc-Nos | Stationery | Pen-Black color-Cello fine grip | 3 | 77 | 231 |  | 100 |  |  | 23 | 23 | 69
STAT1585-Stationary-Pen-Blue color-Cello Fine grip-Misc-Nos | Stationery | Pen-Blue color-Cello fine grip | 3 | 249 | 747 |  | 200 |  |  | -49 | 0 | 0
STAT4163-Stationary-pen-Red color-Cello Fine grip-Misc-Nos | Stationery | Pen-Red color-Cello fine grip | 3 | 109 | 327 |  | 100 |  |  | -9 | 0 | 0
STAT8753-Stationary-Pencil---Misc-Boxes | Stationery | Pencil | 40 | 12 | 480 |  | 20 |  |  | 8 | 8 | 320
STAT7726-Stationary-Plastic Cards---Misc-Nos | Stationery | Plastic cards | 5 | 335 | 1675 |  | 300 |  |  | -35 | 0 | 0
STAT5222-Stationary-Permanent Marker---Black-Nos | Stationery | Permanent Marker-Black | 15 | 54 | 810 |  | 30 |  |  | -24 | 0 | 0
STAT5375-Stationary-Permanent Marker---Red-Nos | Stationery | Permanent Marker-Red | 15 | 40 | 600 |  | 30 |  |  | -10 | 0 | 0
STAT8951-Stationary-Project Folder---A3&A4-Nos | Stationery | Project Folder-A3 | 6 | 385 | 2310 |  | 200 |  |  | -185 | 0 | 0
STAT8951-Stationary-Project Folder---A3&A4-Nos | Stationery | Project Folder-A4 | 6 | 200 | 1200 |  | 200 |  |  | 0 | 0 | 0
STAT7883-Stationary-Punch 16 mm---Misc-Nos | Stationery | Punch 16mm | 90 | 5 | 450 |  | 5 |  |  | 0 | 0 | 0
STAT9087-Stationary-Punch Big---Misc-Nos | Stationery | Punch Big | 150 | 5 | 750 |  | 5 |  |  | 0 | 0 | 0
STAT5329-Stationary-Ring Binder Files---A3&A5-Nos | Stationery | Ring Binder Files | 180 | 26 | 4680 |  | 24 |  |  | -2 | 0 | 0
STAT6294-Stationary-Ring Binder Files--A4 size-Nos. | Stationery | Ring Binder Files | 55 | 14 | 770 |  | 12 |  |  | -2 | 0 | 0
STAT4346-Stationary-Scribling Pads---Misc-Nos | Stationery | Scribling Pads | 12 | 53 | 636 |  | 40 |  |  | -13 | 0 | 0
STAT1887-Stationary-Sharpners---Misc-Nos | Stationery | Sharpners | 2.5 | 4 | 10 |  | 20 |  |  | 16 | 16 | 40
STAT9887-Stationary-Stamp Pad---Misc-Nos | Stationery | Stamp Pad | 30 | 32 | 960 |  | 30 |  |  | -2 | 0 | 0
STAT8805-Stationary-Stapler Pins 10---Misc-Boxes | Stationery | Stapler Pins 10 | 7 | 179 | 1253 |  | 200 |  |  | 21 | 21 | 147
STAT8122-Stationary-Stapler SMALL---Misc-Nos | Stationery | Stapler Small | 40 | 24 | 960 |  | 30 |  |  | 6 | 6 | 240
STAT8060-Stationary-Stapler Big 45---Misc-Nos | Stationery | Stapler Big | 250 | 5 | 1250 |  | 5 |  |  | 0 | 0 | 0
STAT2808-Stationary-Sticky notes---Misc-Pkts | Stationery | Sticky Notes | 30 | 20 | 600 |  | 40 |  |  | 20 | 20 | 600
STAT7751-Stationary-Whitners---Misc-Nos | Stationery | Whitners | 23 | 15 | 345 |  | 20 |  |  | 5 | 5 | 115
STAT1554-Stationary-L Folder--Misc-Nos. | Stationery | L Folder-Legal | 6 | 196 | 1176 |  | 200 |  |  | 4 | 4 | 24
STAT7667-Stationary-Tag Gile---Misc-Nos | Stationery | Tag File | 18 | 50 | 900 |  | 50 |  |  | 0 | 0 | 0
STAT8111-Stationary-Paper Tags---Misc-Nos | Stationery | Paper Tgs-Packts | 150 | 1 | 150 |  | 2 |  |  | 1 | 1 | 150
[5 empty] | 69188 | [6 empty] | 23231

## Mon-General items
SKU | Cat egory | Sub-Category | Rate (A) | Present Stock (B) | Present Stock Value (C=A*B) | Pending Delivery (D) | Min Stock (E) | New Orders Qty (F) | Details of New Orders | Shortfall in Stock (G=B+D-E-F) | Recommended Order Quantity (H) | Order Value (I=H*A)
GENE4970-General Items-Armour Board--1220WX2000LmmX25Tmm-Nos. | General Items | Armour Board | 659 | 16 | 10544 |  | 12 |  |  | -4 | 0 | 0
GENE7860-General Items-Blue Sheet--7200Wx5400Lmm-sqm | General Items | Blue Sheet | 15 | 401 | 6015 |  | 401 |  |  | 0 | 0 | 0
GENE2337-General Items-GI Buckets---Nos. | General Items | GI Buckets | 110 | 26 | 2860 |  | 20 |  |  | -6 | 0 | 0
GENE9357-General Items-Gova Rope---Bundles | General Items | Gova Rope | 130 | 20 | 2600 |  | 10 |  |  | -10 | 0 | 0
GENE7765-General Items-HDPE Rope---Bundles | General Items | HDPE Rope | 177 | 10 | 1770 |  | 5 |  |  | -5 | 0 | 0
GENE9576-General Items-Plastic Blue Sheet--3600Wx5400Lmm-sqm | General Items | Plastic Blue Sheet | 15 | 357 | 5355 |  | 205 |  |  | -152 | 0 | 0
GENE6616-General Items-Recron---Nos. | General Items | Recron | 37.5 | 10 | 375 |  | 240 |  |  | 230 | 230 | 8625
GENE8158-General Items-Safety Indication Ribbon---Nos. | General Items | Safety Indication Ribbon | 250 | 5 | 1250 |  | 5 |  |  | 0 | 0 | 0
GENE6718-General Items-Safety Jackets-Green--Nos. | General Items | Safety Jackets | 68 | 60 | 4080 |  | 50 |  |  | -10 | 0 | 0
GENE9460-General Items-Safety Jackets-Orange--Nos. | General Items | Safety Jackets | 68 | 115 | 7820 |  | 100 |  |  | -15 | 0 | 0
GENE2988-General Items-Safety Shoe Female--No 5-Nos. | General Items | Safety Shoe Female | 660 | 10 | 6600 |  | 10 |  |  | 0 | 0 | 0
GENE7253-General Items-Safety Shoe Female--No 7-Nos. | General Items | Safety Shoe Female | 660 | 21 | 13860 |  | 10 |  |  | -11 | 0 | 0
GENE8071-General Items-Safety Shoe Female--No 8-Nos. | General Items | Safety Shoe Female | 660 | 23 | 15180 |  | 10 |  |  | -13 | 0 | 0
GENE9028-General Items-Safety Shoe Female--No 6-Nos. | General Items | Safety Shoe Female | 660 | 12 | 7920 |  | 10 |  |  | -2 | 0 | 0
GENE1756-General Items-Safety Shoe Male--No 6-Nos. | General Items | Safety Shoe Male | 330 | 16 | 5280 |  | 20 |  |  | 4 | 4 | 1320
GENE1942-General Items-Safety Shoe Male--No 11-Nos. | General Items | Safety Shoe Male | 560 | 11 | 6160 |  | 10 |  |  | -1 | 0 | 0
GENE2419-General Items-Safety Shoe Male--No 8-Nos. | General Items | Safety Shoe Male | 330 | 41 | 13530 |  | 20 |  |  | -21 | 0 | 0
GENE3689-General Items-Safety Shoe Male--No 7-Nos. | General Items | Safety Shoe Male | 330 | 24 | 7920 |  | 20 |  |  | -4 | 0 | 0
GENE5783-General Items-Safety Shoe Male--No 10-Nos. | General Items | Safety Shoe Male | 330 | 11 | 3630 |  | 10 |  |  | -1 | 0 | 0
GENE8114-General Items-Safety Shoe Male--No 9-Nos. | General Items | Safety Shoe Male | 330 | 12 | 3960 |  | 10 |  |  | -2 | 0 | 0
GENE1417-General Items-Sponges--12 pack-Nos. | General Items | Sponges | 7.5 | 645 | 4837.5 |  | 500 |  |  | -145 | 0 | 0
GENE1944-General Items-Teflon tapes---Nos. | General Items | Teflon tapes | 21 | 182 | 3822 |  | 300 |  |  | 118 | 118 | 2478
[5 empty] | 135368.5 | [6 empty] | 12423

## Thu-Peripherals
0 | Cat egory | Sub-Category | Rate (A) | Present Stock (B) | Present Stock Value (C=A*B) | Pending Delivery (D) | Min Stock (E) | New Orders Qty (F) | Details of New Orders | Shortfall in Stock (G=B+D-E-F) | Recommended Order Quantity (H) | Order Value (I=H*A)
COMP7018-Peripherals-Bio metric device battery--Misc-Nos. | Peripherals | Bio metric device battery | 2500 | 1 | 2500 |  | 3 |  |  | 2 | 2 | 5000
COMP9727-Peripherals-Bio metric device adaptor--Misc-Nos. | Peripherals | Bio metric device adaptor | 551 | 1 | 551 |  | 5 |  |  | 4 | 4 | 2204
COMP5828-Peripherals-Bio metric finger print reader--Misc-Nos. | Peripherals | Bio metric finger print reader | 15000 | 2 | 30000 |  | 3 |  |  | 1 | 1 | 15000
COMP3136-Peripherals-HDMI cable--Misc-Nos. | Peripherals | HDMI Cable | 450 | 4 | 1800 |  | 3 |  |  | -1 | 0 | 0
COMP8026-Peripherals-Hard Disk-480 GB SSD--Nos. | Peripherals | Hard Disk | 2542.37 | 4 | 10169.48 |  | 5 |  |  | 1 | 1 | 2542.37
COMP8921-Peripherals-Ink Bottle-Black-Misc-Nos. | Peripherals | Ink Bottle | 600 | 19 | 11400 |  | 20 |  |  | 1 | 1 | 600
COMP7247-Peripherals-Ink Tank Printer-Epson M205-Misc-Nos. | Peripherals | Ink Tank Printer | 13559.32 | 3 | 40677.96 |  | 3 |  |  | 0 | 0 | 0
COMP1896-Peripherals-Keyboard--Misc-Nos. | Peripherals | Keyboard | 650 | 3 | 1950 |  | 5 |  |  | 2 | 2 | 1300
COMP2145-Peripherals-laptop Adaptor-Lenovo-Misc-Nos. | Peripherals | laptop Adaptor | 1228.81 | 7 | 8601.67 |  | 5 |  |  | -2 | 0 | 0
COMP4305-Peripherals-laptop Adaptor-Dell-Misc-Nos. | Peripherals | laptop Adaptor | 1271.18 | 3 | 3813.54 |  | 5 |  |  | 2 | 2 | 2542.36
COMP5523-Peripherals-laptop Adaptor-HP-Misc-Nos. | Peripherals | laptop Adaptor | 1271.18 | 5 | 6355.9 |  | 5 |  |  | 0 | 0 | 0
COMP8124-Peripherals-laptop Adaptor-Acer-Misc-Nos. | Peripherals | laptop Adaptor | 1186.44 | 6 | 7118.64 |  | 5 |  |  | -1 | 0 | 0
COMP2442-Peripherals-Laptop computer--Misc-Nos. | Peripherals | Laptop computer | 23898.3 | 3 | 71694.9 |  | 3 |  |  | 0 | 0 | 0
COMP6291-Peripherals-Micro SD Card--SanDisk-32GB-Nos | Peripherals | Micro SD Card | 560 | 7 | 3920 |  | 3 |  |  | -4 | 0 | 0
COMP8311-Peripherals-Micro SD Card--64GB-Nos. | Peripherals | Micro SD Card | 530 | 6 | 3180 |  | 5 |  |  | -1 | 0 | 0
COMP8274-Peripherals-Mouse--Misc-Nos. | Peripherals | Mouse | 350 | 6 | 2100 |  | 5 |  |  | -1 | 0 | 0
COMP6188-Peripherals-Mouse pads--Misc-Nos. | Peripherals | Mouse pads | 40 | 9 | 360 |  | 10 |  |  | 1 | 1 | 40
COMP2528-Peripherals-Power cable--Misc-Nos. | Peripherals | Power cable | 300 | 10 | 3000 |  | 5 |  |  | -5 | 0 | 0
COMP2957-Peripherals-Printer cable--Misc-Nos. | Peripherals | Printer cable | 170 | 7 | 1190 |  | 5 |  |  | -2 | 0 | 0
COMP3753-Peripherals-Router-D Link-Misc-Nos. | Peripherals | Router | 635.6 | 8 | 5084.8 |  | 5 |  |  | -3 | 0 | 0
COMP4966-Peripherals-Router-Sim Based-Misc-Nos. | Peripherals | Router | 3389.83 | 5 | 16949.15 |  | 5 |  |  | 0 | 0 | 0
COMP7995-Peripherals-Smart Phone-Android-Misc-Nos. | Peripherals | Smart Phone | 8050.85 | 0 | 0 |  | 3 |  |  | 3 | 3 | 24152.55
[5 empty] | 232417.04 | [6 empty] | 53381.28

## Tue-Tiles
SKU | Cat egory | Sub-Category | Rate (A) | Present Stock (B) | Present Stock Value (C=A*B) | Pending Delivery (D) | Min Stock (E) | New Orders Qty (F) | Details of New Orders | Shortfall in Stock (G=B+D-E-F) | Recommended Order Quantity (H) | Order Value (I=H*A)
TILE3967-Tiles-Wall Tiles-Ceramic-Nitco Luna DK-250X375mm-Sqm | Tiles | Wall Tiles | 300.26 | 294 | 88276.44 |  | 200 |  |  | 94 | 0 | 0
TILE4580-Tiles-Wall Tiles-Ceramic-Nitco Luna HL -250X375mm-Sqm | Tiles | Wall Tiles | 300.26 | 396 | 118902.96 |  | 130 |  |  | 266 | 0 | 0
TILE3139-Tiles-Wall Tiles-Ceramic-Nitco Luna LT -250X375mm-Sqm | Tiles | Wall Tiles | 300.26 | 377 | 113198.02 |  | 250 |  |  | 127 | 0 | 0
TILE8293-Tiles-Floor Tiles-Vitrified-Nitco Maharaja Beige -300X300mm-Sqm | Tiles | Floor Tiles | 420.2 | 269 | 113033.8 |  | 100 |  |  | 169 | 0 | 0
TILE8901-Tiles-Wall Tiles-Ceramic-Nitco Ultra Sprinkle DK -250X375mm-Sqm | Tiles | Wall Tiles | 300.26 | 162 | 48642.12 |  | 200 |  |  | -38 | 0 | 0
TILE6875-Tiles-Wall Tiles-Ceramic-Nitco Ultra Sprinkle HL -250X375mm-Sqm | Tiles | Wall Tiles | 300.26 | 402 | 120704.52 |  | 130 |  |  | 272 | 0 | 0
TILE6936-Tiles-Wall Tiles-Ceramic-Nitco Ultra Sprinkle LT -250X375mm-Sqm | Tiles | Wall Tiles | 300.26 | 68 | 20417.68 |  | 250 |  |  | -182 | 0 | 0
TILE3294-Tiles-Floor Tiles-Vitrified-Nitco Maharaja Off white-300X300mm-Sqm | Tiles | Floor Tiles | 420.2 | 389 | 163457.8 |  | 100 |  |  | 289 | 0 | 0
TILE8489-Tiles-Wall Tiles-Ceramic-Nitco Malaysian Brown DK -250X375mm-Sqm | Tiles | Wall Tiles | 300.26 | 513 | 154033.38 |  | 200 |  |  | 313 | 0 | 0
TILE1555-Tiles-Wall Tiles-Ceramic-Nitco Malaysian Brown HL -250X375mm-Sqm | Tiles | Wall Tiles | 300.26 | 343 | 102989.18 |  | 130 |  |  | 213 | 0 | 0
TILE4616-Tiles-Wall Tiles-Ceramic-Nitco Malaysian Brown LT -250X375mm-Sqm | Tiles | Wall Tiles | 300.26 | 427 | 128211.02 |  | 250 |  |  | 177 | 0 | 0
TILE1424-Tiles-Floor Tiles-Vitrified-Nitco Jaipur Panna-300X300mm-Sqm | Tiles | Floor Tiles | 420.2 | 438 | 184047.6 |  | 100 |  |  | 338 | 0 | 0
TILE8369-Tiles-Wall & Floor Tiles-Ceramic-Nitco Ranger Blue-300X300mm-Sqm | Tiles | Wall & Floor | 529.75 | 177 | 93765.75 |  | 0 |  |  | 177 | 0 | 0
TILE9162-Tiles-Wall & Floor Tiles-Ceramic-Nitco Oscar Blue-300X300mm-Sqm | Tiles | Wall & Floor | 553.88 | 186 | 103021.68 |  | 0 |  |  | 186 | 0 | 0
TILE1428-Tiles-Wall & Floor Tiles-Ceramic-Nitco Black Berry-300X300mm-Sqm | Tiles | Wall & Floor | 510 | 1023 | 521730 |  | 300 |  |  | 723 | 0 | 0
TILE3748-Tiles-Wall & Floor Tiles-Ceramic-Nitco Blanco White -300X300mm-Sqm | Tiles | Wall & Floor | 510 | 1017 | 518670 |  | 300 |  |  | 717 | 0 | 0
TILE3344-Tiles-Wall & Floor Tiles-Ceramic-Nitco Country Rosso -300X300mm-Sqm | Tiles | Wall & Floor | 474.67 | 696 | 330370.32 |  | 300 |  |  | 396 | 0 | 0
TILE9330-Tiles-Wall & Floor Tiles-Ceramic-Nitco Country Chocolet -300X300mm-Sqm | Tiles | Wall & Floor | 474.67 | 868 | 412013.56 |  | 300 |  |  | 568 | 0 | 0
TILE8969-Tiles-Wall & Floor Tiles-Ceramic-Nitco Country Vanilla -300X300mm-Sqm | Tiles | Wall & Floor | 502 | 1106 | 555212 |  | 300 |  |  | 806 | 0 | 0
TILE1650-Tiles-Wall & Floor Tiles-Ceramic-Nitco Country Caffee -300X300mm-Sqm | Tiles | Wall & Floor | 474.67 | 856 | 406317.52 |  | 300 |  |  | 556 | 0 | 0
TILE7110-Tiles-Floor Tiles-Copper Cloudy-300X300mm-sqm | Tiles | Floor Tiles | 325 | 459 | 149175 |  | 300 |  |  | 159 | 0 | 0
TILE2873-Tiles-Floor Tiles-Vitrified--600X600mm-sqm | Tiles | Floor Tiles | 360.31 | 610 | 219789.1 |  | 500 |  |  | 110 | 0 | 0
TILE7246-Tiles-Floor Tiles-Costana Grey Marbilano Full Polish-600X1200mm-sqm | Tiles | Floor Tiles | 602.74 | 212 | 127780.88 |  | 500 |  |  | -288 | 0 | 0
TILE1132-Tiles-Floor Tiles-Earth Chrome Punch Matt Finish-600x1200mm-sqm | Tiles | Floor Tiles | 625.14 | 252 | 157535.28 |  | 500 |  |  | -248 | 0 | 0
TILE6931-Tiles-Floor Tiles-Vitrified-Nitco Traventine Carolina-600x1200mm-Sqm | Tiles | Floor Tiles | 528.37 | 12 | 6340.44 |  | 500 |  |  | -488 | 0 | 0
TILE7752-Tiles-Floor Tiles-Vitrified-Nitco Bottochino Fiorito-600x1200mm-Sqm | Tiles | Floor Tiles | 529.38 | 808 | 427739.04 |  | 500 |  |  | 308 | 0 | 0
TILE5530-Tiles-Floor Tiles-Vitrified-Nitco Olimpia Beige-600X1200mm-sqm | Tiles | Floor Tiles | 528 | 259 | 136752 |  | 500 |  |  | -241 | 0 | 0
TILE9908-Tiles-Floor Tiles-Vitrified-Nitco Statuario Regal-600X1200mm-sqm | Tiles | Floor Tiles | 529.38 | 180 | 95288.4 |  | 500 |  |  | -320 | 0 | 0
TILE9644-Tiles-Floor Tiles-Classic Wenge-AGL-200X1200mm-sqm | Tiles | Floor Tiles | 547.31 | 261 | 142847.91 |  | 500 |  |  | -239 | 0 | 0
TILE5704-Tiles-Floor Tiles-Autumn Walnut-AGL-200X1200mm-sqm | Tiles | Floor Tiles | 547.31 | 64 | 35027.84 | 500 | 500 |  |  | 64 | 0 | 0
TILE1706-Tiles-Floor Tiles-Autumn Mahagony-AGL-200X1200mm-sqm | Tiles | Floor Tiles | 547.31 | 221 | 120955.51 |  | 500 |  |  | -279 | 0 | 0
TILE8221-Tiles-Floor Tiles-Vitrified-Kajaria Dyna-600x1200mm-Sqm | Tiles | Floor Tiles | 534 | 58 | 30972 |  | 0 |  |  | 58 | 0 | 0
TILE5525-Tiles-Floor Tiles-Vitrified-Kajaria Williams Grey-600x1200mm-Sqm | Tiles | Floor Tiles | 534 | 29 | 15486 |  | 0 |  |  | 29 | 0 | 0
TILE8585-Tiles-Floor Tiles-Basalt Beige-600X1200mm-sqm | Tiles | Floor Tiles | 445 | 363 | 161535 |  | 0 |  |  | 363 | 0 | 0
TILE7329-Tiles-Floor Tiles-Denver Beige-600X1200mm-sqm | Tiles | Floor Tiles | 420.13 | 390 | 163850.7 |  | 0 |  |  | 390 | 0 | 0
TILE2942-Tiles-Floor Tiles-Vitified-Ispira Prolith grigio chiaro-600X600mm-Sqm | Tiles | Floor Tiles | 683.22 | 236 | 161239.92 |  | 500 |  |  | -264 | 0 | 0
TILE7825-Tiles-Floor Tiles-Vitified-Ispira Prolith grigio Scuro-600X600mm-Sqm | Tiles | Floor Tiles | 683.22 | 414 | 282853.08 |  | 500 |  |  | -86 | 0 | 0
TILE3222-Tiles-Floor Tiles-Vitified-Ispira Grigio serena PVGT-1200X2400mm-Sqm | Tiles | Floor Tiles | 1452.58 | 240 | 348619.2 |  | 500 |  |  | -260 | 0 | 0
TILE5760-Tiles-Floor Tiles-Vitrified Aura Light Grey-Cera-600X1200mm-Sqm | Tiles | Wall & Floor | 422.68 | 1357 | 573576.76 |  | 500 |  |  | 857 | 0 | 0
TILE7199-Tiles-Floor Tiles-Vitified-Ispira Sofia grey-1200X2400mm-Sqm | Tiles | Floor Tiles | 1450 | 0 | 0 |  | 500 |  |  | -500 | 0 | 0
TILE6567-Tiles-Wall Tiles-Statuario polished-PGVT-Ispira-1200mmX2400mm-sqm | Tiles | Wall Tiles | 1450 | 98 | 142100 |  | 500 |  |  | -402 | 0 | 0
TILE4294-Tiles-Floor Tiles-Vitrified-Ispira Stained Concrete Beige-600x1200mm-Sqm | Tiles | Floor Tiles | 632 | 55 | 34760 |  | 0 |  |  | 55 | 0 | 0
TILE5781-Tiles-Floor Tiles-Vitrified-Ispira Stained Concrete Girgio-600x1200mm-Sqm | Tiles | Floor Tiles | 632 | 33 | 20856 |  | 0 |  |  | 33 | 0 | 0
TILE1272-Tiles-Floor Tiles-Vitrified-Ispira Urban Wood Light -200x1200mm-Sqm | Tiles | Floor Tiles | 635 | 40 | 25400 |  | 0 |  |  | 40 | 0 | 0
TILE7281-Tiles-Floor Tiles-Vitrified-Ispira Urban Wood Natural-200x1200mm-Sqm | Tiles | Floor Tiles | 635 | 36 | 22860 |  | 0 |  |  | 36 | 0 | 0
[5 empty] | 7900355.41 | [6 empty] | 0